Greenville Steam | 54852_B_1 | 54852 | B | 1 |  | Biomass |  | NENG_ME | Maine | 23 | Piscataquis | 21 | 23021 | 19 | 16162 | 1988 | 9999 |  |  | N | Biomass |  |  |  |  | CF | SNCR | [9 empty] | 0.22926 | 0.22926 | 0.22926 | 0.22926
Covanta Mid-Connecticut Energy | 54945_B_11 | 54945 | B | 11 |  | Municipal Solid Waste |  | NENG_CT | Connecticut | 9 | Hartford | 3 | 09003 | 16.4 | 18496 | 1988 | 9999 |  |  | N | MSW | Dry Scrubber |  | 75 | 75 |  | SNCR | [8 empty] | 0.32 | 0.36923 | 0.36923 | 0.36923 | 0.36923 | 0.15 | 0.15 | 0.15
Covanta Mid-Connecticut Energy | 54945_B_12 | 54945 | B | 12 |  | Municipal Solid Waste |  | NENG_CT | Connecticut | 9 | Hartford | 3 | 09003 | 16.4 | 18496 | 1988 | 9999 |  |  | N | MSW | Dry Scrubber |  | 75 | 75 |  | SNCR | [8 empty] | 0.32 | 0.36923 | 0.36923 | 0.36923 | 0.36923 | 0.15 | 0.15 | 0.15
Covanta Mid-Connecticut Energy | 54945_B_13 | 54945 | B | 13 |  | Municipal Solid Waste |  | NENG_CT | Connecticut | 9 | Hartford | 3 | 09003 | 16.4 | 18496 | 1988 | 9999 |  |  | N | MSW | Dry Scrubber |  | 75 | 75 |  | SNCR | [8 empty] | 0.32 | 0.36923 | 0.36923 | 0.36923 | 0.36923 | 0.15 | 0.15 | 0.15
Wheelabrator Portsmouth | 54998_B_12300 | 54998 | B | 12300 |  | Municipal Solid Waste |  | PJM_Dom | Virginia | 51 | Portsmouth | 740 | 51740 | 11.6 | 11265 | 1987 | 9999 |  |  | Y | MSW | Dry Scrubber |  | 70 | 70 | [10 empty] | 0.06 | 0.4 | 0.4 | 0.4 | 0.4 | 0.08 | 0.08 | 0.08
Wheelabrator Portsmouth | 54998_B_12400 | 54998 | B | 12400 |  | Municipal Solid Waste |  | PJM_Dom | Virginia | 51 | Portsmouth | 740 | 51740 | 11.6 | 11265 | 1987 | 9999 |  |  | Y | MSW | Dry Scrubber |  | 70 | 70 | [10 empty] | 0.06 | 0.4 | 0.4 | 0.4 | 0.4 | 0.08 | 0.08 | 0.08
Wheelabrator Portsmouth | 54998_B_12500 | 54998 | B | 12500 |  | Municipal Solid Waste |  | PJM_Dom | Virginia | 51 | Portsmouth | 740 | 51740 | 11.6 | 11265 | 1987 | 9999 |  |  | Y | MSW | Dry Scrubber |  | 70 | 70 | [10 empty] | 0.06 | 0.4 | 0.4 | 0.4 | 0.4 | 0.08 | 0.08 | 0.08
Wheelabrator Portsmouth | 54998_B_12600 | 54998 | B | 12600 |  | Municipal Solid Waste |  | PJM_Dom | Virginia | 51 | Portsmouth | 740 | 51740 | 11.6 | 11265 | 1987 | 9999 |  |  | Y | MSW | Dry Scrubber |  | 70 | 70 | [10 empty] | 0.06 | 0.4 | 0.4 | 0.4 | 0.4 | 0.08 | 0.08 | 0.08
Kettle Falls Generating Station | 550_B_1 | 550 | B | 1 |  | Biomass |  | WECC_PNW | Washington | 53 | Stevens | 65 | 53065 | 50 | 13500 | 1983 | 9999 |  |  | N | Biomass | [15 empty] | 0.22926 | 0.22926 | 0.22926 | 0.22926
Geneva Energy LLC | 55174_B_1 | 55174 | B | 1 |  | Tires |  | PJM_COMD | Illinois | 17 | Cook | 31 | 17031 | 19.9 | 19375 | 2008 | 9999 |  |  | N | Tires | Wet Scrubber |  | 85.81 | 85.81 |  | SNCR | [9 empty] | 0.1513 | 0.1513 | 0.1513 | 0.1513
Indian River | 55318_B_1 | 55318 | B | 1 |  | O/G Steam |  | FRCC | Florida | 12 | Brevard | 9 | 12009 | 76 | 14500 | 1960 | 9999 |  |  | N | Natural Gas | [14 empty] | 2.75 | 0.10316 | 0.10316 | 0.10316 | 0.10316
Indian River | 55318_B_2 | 55318 | B | 2 |  | O/G Steam |  | FRCC | Florida | 12 | Brevard | 9 | 12009 | 181 | 14500 | 1964 | 9999 |  |  | N | Natural Gas | [14 empty] | 2.75 | 0.11241 | 0.11241 | 0.11241 | 0.11241
Indian River | 55318_B_3 | 55318 | B | 3 |  | O/G Steam |  | FRCC | Florida | 12 | Brevard | 9 | 12009 | 320 | 12202 | 1974 | 9999 |  |  | N | Natural Gas | [14 empty] | 2.75 | 0.19915 | 0.19915 | 0.19915 | 0.19915
Mingo Junction Energy Center | 55611_B_BOIL1 | 55611 | B | BOIL1 |  | Fossil Waste |  | PJM_ATSI | Ohio | 39 | Jefferson | 81 | 39081 | 7.5 | 7117 | 1998 | 9999 |  |  | Y | Fossil Waste | [14 empty] | 2.1 | 0.085602 | 0.085602 | 0.085602 | 0.085602
Mingo Junction Energy Center | 55611_B_BOIL2 | 55611 | B | BOIL2 |  | Fossil Waste |  | PJM_ATSI | Ohio | 39 | Jefferson | 81 | 39081 | 7.5 | 7117 | 1998 | 9999 |  |  | Y | Fossil Waste | [14 empty] | 2.1 | 0.085602 | 0.085602 | 0.085602 | 0.085602
Mingo Junction Energy Center | 55611_B_BOIL3 | 55611 | B | BOIL3 |  | Fossil Waste |  | PJM_ATSI | Ohio | 39 | Jefferson | 81 | 39081 | 7.5 | 7117 | 1998 | 9999 |  |  | Y | Fossil Waste | [14 empty] | 2.1 | 0.085602 | 0.085602 | 0.085602 | 0.085602
Mingo Junction Energy Center | 55611_B_BOIL4 | 55611 | B | BOIL4 |  | Fossil Waste |  | PJM_ATSI | Ohio | 39 | Jefferson | 81 | 39081 | 7.5 | 7117 | 1998 | 9999 |  |  | Y | Fossil Waste | [14 empty] | 2.1 | 0.085602 | 0.085602 | 0.085602 | 0.085602
Nacogdoches Power | 55708_B_BLR1 | 55708 | B | BLR1 |  | Biomass |  | ERC_REST | Texas | 48 | Nacogdoches | 347 | 48347 | 100 | 13500 | 2012 | 9999 |  |  | N | Biomass | [5 empty] | SNCR | [8 empty] | 0.05 | 0.02 | 0.02 | 0.02 | 0.02
Fibrominn Biomass Power Plant | 55867_B_B1 | 55867 | B | B1 |  | Biomass |  | MIS_MNWI | Minnesota | 27 | Swift | 151 | 27151 | 55 | 14216 | 2007 | 9999 |  |  | N | Biomass | Dry Scrubber |  | 85.81 | 85.81 |  | SNCR | [9 empty] | 0.13068 | 0.13068 | 0.13068 | 0.13068
Sierra Pacific Aberdeen | 55882_B_BLR1 | 55882 | B | BLR1 |  | Biomass |  | WECC_PNW | Washington | 53 | Grays Harbor | 27 | 53027 | 17.7 | 4820 | 2003 | 9999 |  |  | Y | Biomass | [5 empty] | SNCR | [9 empty] | 0.22926 | 0.22926 | 0.22926 | 0.22926
STEC-S LLC | 56079_B_North | 56079 | B | North |  | Biomass |  | S_D_N_AR | Arkansas | 5 | Arkansas | 1 | 05001 | 2 | 7393 | 1997 | 9999 |  |  | Y | Biomass | [15 empty] | 0.22926 | 0.22926 | 0.22926 | 0.22926
STEC-S LLC | 56079_B_South | 56079 | B | South |  | Biomass |  | S_D_N_AR | Arkansas | 5 | Arkansas | 1 | 05001 | 2 | 7393 | 1997 | 9999 |  |  | Y | Biomass | [15 empty] | 0.22926 | 0.22926 | 0.22926 | 0.22926
SP Newsprint- Newberg Cogen | 56124_B_10BLR | 56124 | B | 10BLR |  | Biomass |  | WECC_PNW | Oregon | 41 | Yamhill | 71 | 41071 | 11.3 | 17283 | 1979 | 9999 |  |  | Y | Biomass | [14 empty] | 1.4 | 0.22926 | 0.22926 | 0.22926 | 0.22926
Middletown | 562_B_2 | 562 | B | 2 |  | O/G Steam |  | NENG_CT | Connecticut | 9 | Middlesex | 7 | 09007 | 117 | 12105 | 1958 | 9999 |  |  | N | Natural Gas, Residual Fuel Oil | [5 empty] | SNCR | [8 empty] | 0.3 | 0.14942 | 0.14942 | 0.14942 | 0.14942
Middletown | 562_B_3 | 562 | B | 3 |  | O/G Steam |  | NENG_CT | Connecticut | 9 | Middlesex | 7 | 09007 | 236 | 12095 | 1964 | 9999 |  |  | N | Natural Gas, Residual Fuel Oil | [5 empty] | SNCR | [8 empty] | 0.3 | 0.2975 | 0.2975 | 0.2975 | 0.2975
Middletown | 562_B_4 | 562 | B | 4 |  | O/G Steam |  | NENG_CT | Connecticut | 9 | Middlesex | 7 | 09007 | 400 | 12355 | 1973 | 9999 |  |  | N | Residual Fuel Oil |  |  | 68.3 | 68.3 | [10 empty] | 0.3 | 0.21265 | 0.21265 | 0.21265 | 0.21265
Trigen St.Louis | 56309_B_HRSG1 | 56309 | B | HRSG1 |  | O/G Steam |  | MIS_MO | Missouri | 29 | st. Louis | 189 | 29189 | 1.5 | 14500 | 1999 | 9999 |  |  | Y | Natural Gas | [15 empty] | 0.26812 | 0.26812 | 0.26812 | 0.26812
Trigen St.Louis | 56309_B_HRSG2 | 56309 | B | HRSG2 |  | O/G Steam |  | MIS_MO | Missouri | 29 | st. Louis | 189 | 29189 | 1.5 | 14500 | 1999 | 9999 |  |  | Y | Natural Gas | [15 empty] | 0.26812 | 0.26812 | 0.26812 | 0.26812
Nevada Solar One | 56405_B_HI | 56405 | B | HI |  | Solar Thermal |  | WECC_SNV | Nevada | 32 | Clark | 3 | 32003 | 64 | 9760 | 2007 | 9999 |  |  | N | Solar | [15 empty] | 0 | 0 | 0 | 0
Sierra Pacific Burlington Facility | 56406_B_BLR1 | 56406 | B | BLR1 |  | Biomass |  | WECC_PNW | Washington | 53 | Skagit | 57 | 53057 | 26 | 12579 | 2007 | 9999 |  |  | Y | Biomass | [5 empty] | SNCR | [9 empty] | 0.22926 | 0.22926 | 0.22926 | 0.22926
Roseburg Forest Products Biomass | 56469_B_FW-1 | 56469 | B | FW-1 |  | Biomass |  | WECC_PNW | California | 6 | SISKIYOU | 93 | 06093 | 9 | 17283 | 1989 | 9999 |  |  | Y | Biomass | [5 empty] | SNCR | [9 empty] | 0.22926 | 0.22926 | 0.22926 | 0.22926
Thompson River Power LLC | 56612_B_1 | 56612 | B | 1 |  | Biomass |  | WECC_MT | Montana | 30 | Sanders | 89 | 30089 | 12 | 16943 | 2011 | 9999 |  |  | Y | Biomass | Dry Scrubber |  | 85 | 85 |  | SNCR | [8 empty] | 0.22 | 0.22926 | 0.22926 | 0.22926 | 0.22926
Snowflake White Mountain Power LLC | 56616_B_4PB | 56616 | B | 4PB |  | Biomass |  | WECC_AZ | Arizona | 4 | Navajo | 17 | 04017 | 26 | 13500 | 2008 | 9999 |  |  | N | Biomass | [5 empty] | SNCR | [9 empty] | 0.22926 | 0.22926 | 0.22926 | 0.22926
St Paul Cogeneration | 56643_B_7 | 56643 | B | 7 |  | Biomass |  | MIS_MNWI | Minnesota | 27 | Ramsey | 123 | 27123 | 33 | 12784 | 2003 | 9999 |  |  | Y | Biomass | [5 empty] | SNCR | [9 empty] | 0.22926 | 0.22926 | 0.22926 | 0.22926
Ampersand Chowchilla Biomass LLC | 56706_B_SD200 | 56706 | B | SD200 |  | Biomass |  | WEC_CALN | California | 6 | Madera | 39 | 06039 | 10.5 | 22741 | 2008 | 9999 |  |  | N | Biomass | [5 empty] | SNCR | [9 empty] | 0.22926 | 0.22926 | 0.22926 | 0.22926
El Nido Facility | 56707_B_SD200 | 56707 | B | SD200 |  | Biomass |  | WEC_CALN | California | 6 | MERCED | 47 | 06047 | 10.5 | 21355 | 2008 | 9999 |  |  | N | Biomass | [5 empty] | SNCR | [9 empty] | 0.22926 | 0.22926 | 0.22926 | 0.22926
Evergreen BioPower LLC | 56781_B_3 | 56781 | B | 3 |  | Biomass |  | WECC_PNW | Oregon | 41 | Linn | 43 | 41043 | 10 | 11835 | 2007 | 9999 |  |  | Y | Biomass | [15 empty] | 0.22926 | 0.22926 | 0.22926 | 0.22926
Aspen Biomass Power Plant | 56931_B_BoilA | 56931 | B | BoilA |  | Biomass |  | ERC_REST | Texas | 48 | Angelina | 5 | 48005 | 50 | 16943 | 1996 | 9999 |  |  | N | Biomass | [15 empty] | 0.22926 | 0.22926 | 0.22926 | 0.22926
Granite City Works | 57072_B_PB-1 | 57072 | B | PB-1 |  | Fossil Waste |  | MIS_IL | Illinois | 17 | Madison | 119 | 17119 | 78 | 19379 | 2010 | 9999 |  |  | Y | Fossil Waste | [15 empty] | 0.085602 | 0.085602 | 0.085602 | 0.085602
Simpson Tacoma Kraft Biomass | 57099_B_4RB | 57099 | B | 4RB |  | Non-Fossil Waste |  | WECC_PNW | Washington | 53 | Pierce | 53 | 53053 | 28 | 11455 | 2009 | 9999 |  |  | Y | Non-Fossil Waste | [15 empty] | 0 | 0 | 0 | 0
Simpson Tacoma Kraft Biomass | 57099_B_7PB | 57099 | B | 7PB |  | Non-Fossil Waste |  | WECC_PNW | Washington | 53 | Pierce | 53 | 53053 | 28 | 11455 | 2009 | 9999 |  |  | Y | Non-Fossil Waste | [15 empty] | 0 | 0 | 0 | 0
Grays Harbor Paper LP | 57105_B_6 | 57105 | B | 6 |  | Biomass |  | WECC_PNW | Washington | 53 | Grays Harbor | 27 | 53027 | 7.8 | 17283 | 2005 | 9999 |  |  | Y | Biomass | [15 empty] | 0.22926 | 0.22926 | 0.22926 | 0.22926
Grays Harbor Paper LP | 57105_B_8 | 57105 | B | 8 |  | Biomass |  | WECC_PNW | Washington | 53 | Grays Harbor | 27 | 53027 | 7.8 | 17283 | 2005 | 9999 |  |  | Y | Biomass | [15 empty] | 0.22926 | 0.22926 | 0.22926 | 0.22926
Koda Biomass Plant | 57119_B_1111 | 57119 | B | 1111 |  | Biomass |  | MIS_MNWI | Minnesota | 27 | SCOTT | 139 | 27139 | 20.3 | 18835 | 2009 | 9999 |  |  | Y | Biomass | [5 empty] | SNCR | [9 empty] | 0.22926 | 0.22926 | 0.22926 | 0.22926
Imperial Valley Resource Recovery | 57154_B_B1 | 57154 | B | B1 |  | Biomass |  | WECC_IID | California | 6 | RIVERSIDE | 65 | 06065 | 13 | 16606 | 2009 | 9999 |  |  | N | Biomass | [5 empty] | SCR | [9 empty] | 0.22926 | 0.022926 | 0.22926 | 0.022926
Seneca Sustainable Energy LLC | 57457_B_1 | 57457 | B | 1 |  | Biomass |  | WECC_PNW | Oregon | 41 | Lane | 39 | 41039 | 19.8 | 17283 | 2011 | 9999 |  |  | N | Biomass | [15 empty] | 0.22926 | 0.22926 | 0.22926 | 0.22926
Marlboro Mill | 57470_B_RF-P1 | 57470 | B | RF-P1 |  | Non-Fossil Waste |  | S_VACA | South Carolina | 45 | Marlboro | 69 | 45069 | 17.1 | 14731 | 2010 | 9999 |  |  | Y | Non-Fossil Waste | [15 empty] | 0.097 | 0.097 | 0.097 | 0.097
Marlboro Mill | 57470_B_UA-P2 | 57470 | B | UA-P2 |  | Non-Fossil Waste |  | S_VACA | South Carolina | 45 | Marlboro | 69 | 45069 | 17.1 | 14731 | 2010 | 9999 |  |  | Y | Non-Fossil Waste | [15 empty] | 0.097 | 0.097 | 0.097 | 0.097
Goodsprings Waste Heat Recovery | 57684_B_1 | 57684 | B | 1 |  | Non-Fossil Waste |  | WECC_NNV | Nevada | 32 | Clark | 3 | 32003 | 6.5 | 24604 | 2010 | 9999 |  |  | N | Non-Fossil Waste | [15 empty] | 0 | 0 | 0 | 0
Lakeview Biomass CoGen | 57688_B_BOILER | 57688 | B | BOILER |  | Biomass |  | WECC_PNW | Oregon | 41 | Lake | 37 | 41037 | 24 | 13500 | 2012 | 9999 |  |  | N | Biomass | [5 empty] | SNCR | [9 empty] | 0.02 | 0.02 | 0.02 | 0.02
J C McNeil | 589_B_1 | 589 | B | 1 |  | Biomass |  | NENGREST | Vermont | 50 | Chittenden | 7 | 50007 | 52 | 14329 | 1984 | 9999 |  |  | N | Biomass | [5 empty] | SCR | [9 empty] | 0.063624 | 0.063624 | 0.063624 | 0.063624
Edge Moor | 593_B_5 | 593 | B | 5 |  | O/G Steam |  | PJM_EMAC | Delaware | 10 | New Castle | 3 | 10003 | 450 | 11702 | 1973 | 9999 |  |  | N | Natural Gas, Residual Fuel Oil | [5 empty] | SNCR | [8 empty] | 0.5 | 0.080148 | 0.080148 | 0.080148 | 0.080148
McKee Run | 599_B_1 | 599 | B | 1 |  | O/G Steam |  | PJM_EMAC | Delaware | 10 | Kent | 1 | 10001 | 17 | 11644 | 1961 | 2017 |  |  | N | Natural Gas, Distillate Fuel Oil | [14 empty] | 0.05 | 0.2787 | 0.2787 | 0.2787 | 0.2787
McKee Run | 599_B_2 | 599 | B | 2 |  | O/G Steam |  | PJM_EMAC | Delaware | 10 | Kent | 1 | 10001 | 17 | 11900 | 1961 | 2017 |  |  | N | Natural Gas, Distillate Fuel Oil | [14 empty] | 0.05 | 0.24 | 0.24 | 0.24 | 0.24
McKee Run | 599_B_3 | 599 | B | 3 |  | O/G Steam |  | PJM_EMAC | Delaware | 10 | Kent | 1 | 10001 | 102 | 11269 | 1975 | 9999 |  |  | N | Natural Gas |  |  |  |  | LNB + OFA | SNCR | [8 empty] | 0.05 | 0.125 | 0.125 | 0.125 | 0.125
Olive | 6013_B_01 | 6013 | B | 01 |  | O/G Steam |  | WEC_LADW | California | 6 | Los Angeles | 37 | 06037 | 44 | 14500 | 1959 | 9999 |  |  | N | Natural Gas | [5 empty] | SCR | [8 empty] | 0.25 | 0.0031646 | 0.0031646 | 0.0031646 | 0.0031646
Olive | 6013_B_02 | 6013 | B | 02 |  | O/G Steam |  | WEC_LADW | California | 6 | Los Angeles | 37 | 06037 | 55 | 14500 | 1965 | 9999 |  |  | N | Natural Gas | [5 empty] | SCR | [8 empty] | 0.25 | 0.0036 | 0.0036 | 0.0036 | 0.0036
Greenwood | 6035_B_1 | 6035 | B | 1 |  | O/G Steam |  | MIS_LMI | Michigan | 26 | st. Clair | 147 | 26147 | 772 | 12428 | 1979 | 9999 |  |  | N | Natural Gas, Residual Fuel Oil | [14 empty] | 0.8 | 0.11955 | 0.11955 | 0.11955 | 0.11955
Manatee | 6042_B_PMT1 | 6042 | B | PMT1 |  | O/G Steam |  | FRCC | Florida | 12 | Manatee | 81 | 12081 | 812 | 11173 | 1976 | 9999 |  |  | N | Natural Gas, Residual Fuel Oil | [14 empty] | 0.8 | 0.059398 | 0.059398 | 0.059398 | 0.059398
Manatee | 6042_B_PMT2 | 6042 | B | PMT2 |  | O/G Steam |  | FRCC | Florida | 12 | Manatee | 81 | 12081 | 812 | 11038 | 1977 | 9999 |  |  | N | Natural Gas, Residual Fuel Oil | [14 empty] | 0.8 | 0.081111 | 0.081111 | 0.081111 | 0.081111
Martin | 6043_B_PMR1 | 6043 | B | PMR1 |  | O/G Steam |  | FRCC | Florida | 12 | Martin | 85 | 12085 | 826 | 9878 | 1980 | 9999 |  |  | N | Natural Gas, Residual Fuel Oil | [14 empty] | 0.7 | 0.093359 | 0.093359 | 0.093359 | 0.093359
Martin | 6043_B_PMR2 | 6043 | B | PMR2 |  | O/G Steam |  | FRCC | Florida | 12 | Martin | 85 | 12085 | 826 | 9754 | 1981 | 9999 |  |  | N | Natural Gas, Residual Fuel Oil | [14 empty] | 0.7 | 0.13261 | 0.13261 | 0.13261 | 0.13261
New Haven Harbor | 6156_B_NHB1 | 6156 | B | NHB1 |  | O/G Steam |  | NENG_CT | Connecticut | 9 | New Haven | 9 | 09009 | 449.9 | 12688 | 1975 | 9999 |  |  | N | Natural Gas, Residual Fuel Oil | [14 empty] | 0.33 | 0.096004 | 0.096004 | 0.096004 | 0.096004
Brame Energy Center | 6190_B_1 | 6190 | B | 1 |  | O/G Steam |  | SPP_SE | Louisiana | 22 | Rapides | 79 | 22079 | 422 | 11226 | 1975 | 9999 |  |  | N | Natural Gas, Distillate Fuel Oil | [14 empty] | 1.4 | 0.22534 | 0.22534 | 0.22534 | 0.22534
Turkey Point | 621_B_PTP1 | 621 | B | PTP1 |  | O/G Steam |  | FRCC | Florida | 12 | Miami-Dade | 86 | 12086 | 396 | 12181 | 1967 | 9999 |  |  | N | Natural Gas, Residual Fuel Oil | [14 empty] | 1 | 0.23909 | 0.23909 | 0.23909 | 0.23909
Dansby | 6243_B_1 | 6243 | B | 1 |  | O/G Steam |  | ERC_REST | Texas | 48 | Brazos | 41 | 48041 | 110 | 11842 | 1978 | 9999 |  |  | N | Natural Gas | [14 empty] | 0.2 | 0.091539 | 0.091539 | 0.091539 | 0.091539
Suwannee River | 638_B_1 | 638 | B | 1 |  | O/G Steam |  | FRCC | Florida | 12 | Suwannee | 121 | 12121 | 30 | 12613 | 1953 | 2018 |  |  | N | Natural Gas, Residual Fuel Oil | [14 empty] | 2.745 | 0.16346 | 0.16346 | 0.16346 | 0.16346
Suwannee River | 638_B_2 | 638 | B | 2 |  | O/G Steam |  | FRCC | Florida | 12 | Suwannee | 121 | 12121 | 30 | 12371 | 1954 | 2018 |  |  | N | Natural Gas, Residual Fuel Oil | [14 empty] | 2.745 | 0.18519 | 0.18519 | 0.18519 | 0.18519
Suwannee River | 638_B_3 | 638 | B | 3 |  | O/G Steam |  | FRCC | Florida | 12 | Suwannee | 121 | 12121 | 71 | 12358 | 1956 | 2018 |  |  | N | Natural Gas, Residual Fuel Oil | [14 empty] | 2.745 | 0.31424 | 0.31424 | 0.31424 | 0.31424
D G Hunter | 6558_B_3 | 6558 | B | 3 |  | O/G Steam |  | SPP_SE | Louisiana | 22 | Rapides | 79 | 22079 | 50 | 12159 | 1965 | 9999 |  |  | N | Natural Gas | [14 empty] | 1.2 | 1.2 | 1.2 | 1.2 | 1.2
D G Hunter | 6558_B_4 | 6558 | B | 4 |  | O/G Steam |  | SPP_SE | Louisiana | 22 | Rapides | 79 | 22079 | 80 | 14309 | 1974 | 9999 |  |  | N | Natural Gas | [14 empty] | 1.2 | 1.2 | 1.2 | 1.2 | 1.2
Deerhaven Generating Station | 663_B_B1 | 663 | B | B1 |  | O/G Steam |  | FRCC | Florida | 12 | Alachua | 1 | 12001 | 83 | 11372 | 1972 | 2023 |  |  | N | Natural Gas, Residual Fuel Oil | [14 empty] | 2.75 | 0.15472 | 0.15472 | 0.15472 | 0.15472
Northside Generating Station | 667_B_3 | 667 | B | 3 |  | O/G Steam |  | FRCC | Florida | 12 | Duval | 31 | 12031 | 505 | 10094 | 1977 | 9999 |  |  | N | Natural Gas, Residual Fuel Oil | [14 empty] | 1.8 | 0.1904 | 0.1904 | 0.1904 | 0.1904
Tom G Smith | 673_B_S-3 | 673 | B | S-3 |  | O/G Steam |  | FRCC | Florida | 12 | Palm Beach | 99 | 12099 | 22 | 14500 | 1967 | 9999 |  |  | N | Natural Gas, Residual Fuel Oil | [14 empty] | 2.75 | 0.2891 | 0.2891 | 0.2891 | 0.2891
C D McIntosh Jr | 676_B_1 | 676 | B | 1 |  | O/G Steam |  | FRCC | Florida | 12 | Polk | 105 | 12105 | 85 | 13085 | 1971 | 9999 |  |  | N | Natural Gas, Residual Fuel Oil | [14 empty] | 2.5 | 0.42823 | 0.42823 | 0.42823 | 0.42823
C D McIntosh Jr | 676_B_2 | 676 | B | 2 |  | O/G Steam |  | FRCC | Florida | 12 | Polk | 105 | 12105 | 106 | 11177 | 1976 | 9999 |  |  | N | Natural Gas, Residual Fuel Oil | [14 empty] | 0.8 | 0.14264 | 0.14264 | 0.14264 | 0.14264
Arvah B Hopkins | 688_B_1 | 688 | B | 1 |  | O/G Steam |  | FRCC | Florida | 12 | Leon | 73 | 12073 | 76 | 12557 | 1971 | 2020 |  |  | N | Natural Gas, Residual Fuel Oil | [14 empty] | 0.75 | 0.1967 | 0.1967 | 0.1967 | 0.1967
Vero Beach Municipal Power Plant | 693_B_1 | 693 | B | 1 |  | O/G Steam |  | FRCC | Florida | 12 | Indian River | 61 | 12061 | 13 | 14500 | 1961 | 9999 |  |  | N | Natural Gas | [14 empty] | 0.74 | 0.13121 | 0.13121 | 0.13121 | 0.13121
Vero Beach Municipal Power Plant | 693_B_3 | 693 | B | 3 |  | O/G Steam |  | FRCC | Florida | 12 | Indian River | 61 | 12061 | 33 | 14500 | 1971 | 9999 |  |  | N | Natural Gas, Residual Fuel Oil | [14 empty] | 2.75 | 0.1272 | 0.1272 | 0.1272 | 0.1272
Vero Beach Municipal Power Plant | 693_B_4 | 693 | B | 4 |  | O/G Steam |  | FRCC | Florida | 12 | Indian River | 61 | 12061 | 56 | 14500 | 1976 | 9999 |  |  | N | Natural Gas, Residual Fuel Oil | [14 empty] | 0.8 | 0.13285 | 0.13285 | 0.13285 | 0.13285
East 12th Street | 7013_B_4 | 7013 | B | 4 |  | O/G Steam |  | SPP_N | Kansas | 20 | Cowley | 35 | 20035 | 26 | 12026 | 1970 | 9999 |  |  | N | Natural Gas, Distillate Fuel Oil | [14 empty] | 3 | 0.23107 | 0.23107 | 0.23107 | 0.23107
Indian Trails Cogen 1 | 7384_B_2 | 7384 | B | 2 |  | O/G Steam |  | MIS_IL | Illinois | 17 | Tazewell | 179 | 17179 | 3.3 | 14500 | 1995 | 9999 |  |  | Y | Natural Gas | [14 empty] | 0.0006 | 0.26812 | 0.26812 | 0.26812 | 0.26812
Indian Trails Cogen 1 | 7384_B_3 | 7384 | B | 3 |  | O/G Steam |  | MIS_IL | Illinois | 17 | Tazewell | 179 | 17179 | 3.3 | 14500 | 1995 | 9999 |  |  | Y | Natural Gas | [14 empty] | 0.0006 | 0.26812 | 0.26812 | 0.26812 | 0.26812
Boralex Fort Fairfield | 7513_B_BOIL1 | 7513 | B | BOIL1 |  | Biomass |  | NENG_ME | Maine | 23 | Aroostook | 3 | 23003 | 31 | 17351 | 1987 | 9999 |  |  | N | Biomass | [15 empty] | 0.22926 | 0.22926 | 0.22926 | 0.22926
Ponca | 762_B_2 | 762 | B | 2 |  | O/G Steam |  | SPP_WEST | Oklahoma | 40 | Kay | 71 | 40071 | 34 | 14500 | 1977 | 9999 |  |  | N | Natural Gas | [14 empty] | 0.8 | 0.18853 | 0.18853 | 0.18853 | 0.18853
Fairless Hills | 7701_B_4 | 7701 | B | 4 |  | Landfill Gas |  | PJM_EMAC | Pennsylvania | 42 | Bucks | 17 | 42017 | 30 | 13357 | 1996 | 9999 |  |  | Y | Landfill Gas | [15 empty] | 0.037868 | 0.037868 | 0.037868 | 0.037868
Fairless Hills | 7701_B_5 | 7701 | B | 5 |  | Landfill Gas |  | PJM_EMAC | Pennsylvania | 42 | Bucks | 17 | 42017 | 30 | 13357 | 1996 | 9999 |  |  | Y | Landfill Gas | [15 empty] | 0.050027 | 0.050027 | 0.050027 | 0.050027
Newington | 8002_B_1 | 8002 | B | 1 |  | O/G Steam |  | NENGREST | New Hampshire | 33 | Rockingham | 15 | 33015 | 400 | 13407 | 1974 | 9999 |  |  | N | Natural Gas, Residual Fuel Oil | [14 empty] | 4 | 0.12609 | 0.12609 | 0.12609 | 0.12609
Roseton Generating Station | 8006_B_1 | 8006 | B | 1 |  | O/G Steam |  | NY_Z_G-I | New York | 36 | Orange | 71 | 36071 | 610 | 11006 | 1974 | 9999 |  |  | N | Natural Gas, Residual Fuel Oil | [14 empty] | 1.39 | 0.12137 | 0.12137 | 0.12137 | 0.12137
Roseton Generating Station | 8006_B_2 | 8006 | B | 2 |  | O/G Steam |  | NY_Z_G-I | New York | 36 | Orange | 71 | 36071 | 602 | 10992 | 1974 | 9999 |  |  | N | Natural Gas, Residual Fuel Oil | [14 empty] | 1.39 | 0.086901 | 0.086901 | 0.086901 | 0.086901
Anclote | 8048_B_1 | 8048 | B | 1 |  | O/G Steam |  | FRCC | Florida | 12 | Pasco | 101 | 12101 | 501 | 11780 | 1974 | 9999 |  |  | N | Natural Gas | [14 empty] | 2.75 | 0.11414 | 0.11414 | 0.11414 | 0.11414
Anclote | 8048_B_2 | 8048 | B | 2 |  | O/G Steam |  | FRCC | Florida | 12 | Pasco | 101 | 12101 | 510 | 11705 | 1978 | 9999 |  |  | N | Natural Gas | [14 empty] | 2.75 | 0.094851 | 0.094851 | 0.094851 | 0.094851
Gerald Andrus | 8054_B_1 | 8054 | B | 1 |  | O/G Steam |  | S_D_REST | Mississippi | 28 | Washington | 151 | 28151 | 712 | 11275 | 1975 | 9999 |  |  | N | Natural Gas, Residual Fuel Oil | [14 empty] | 4.8 | 0.19471 | 0.19471 | 0.19471 | 0.19471
Waterford 1 & 2 | 8056_B_1 | 8056 | B | 1 |  | O/G Steam |  | S_D_AMSO | Louisiana | 22 | st. Charles | 89 | 22089 | 411 | 14500 | 1975 | 9999 |  |  | N | Natural Gas, Residual Fuel Oil | [14 empty] | 5.2606 | 0.11238 | 0.11238 | 0.11238 | 0.11238
Waterford 1 & 2 | 8056_B_2 | 8056 | B | 2 |  | O/G Steam |  | S_D_AMSO | Louisiana | 22 | st. Charles | 89 | 22089 | 411 | 13231 | 1975 | 9999 |  |  | N | Natural Gas, Residual Fuel Oil | [14 empty] | 5.2606 | 0.11053 | 0.11053 | 0.11053 | 0.11053
Astoria Generating Station | 8906_B_30 | 8906 | B | 30 |  | O/G Steam |  | NY_Z_J | New York | 36 | Queens | 81 | 36081 | 372 | 11981 | 1958 | 9999 |  |  | N | Natural Gas, Residual Fuel Oil | [14 empty] | 1.02 | 0.07372 | 0.07372 | 0.07372 | 0.07372
Astoria Generating Station | 8906_B_40 | 8906 | B | 40 |  | O/G Steam |  | NY_Z_J | New York | 36 | Queens | 81 | 36081 | 377 | 12119 | 1961 | 9999 |  |  | N | Natural Gas, Residual Fuel Oil | [14 empty] | 1.02 | 0.061072 | 0.061072 | 0.061072 | 0.061072
Astoria Generating Station | 8906_B_50 | 8906 | B | 50 |  | O/G Steam |  | NY_Z_J | New York | 36 | Queens | 81 | 36081 | 370 | 11823 | 1962 | 9999 |  |  | N | Natural Gas, Residual Fuel Oil | [14 empty] | 1.02 | 0.072513 | 0.072513 | 0.072513 | 0.072513
Winnetka | 972_B_4 | 972 | B | 4 |  | O/G Steam |  | PJM_COMD | Illinois | 17 | Cook | 31 | 17031 | 7 | 14500 | 1948 | 9999 |  |  | N | Natural Gas | [14 empty] | 1 | 0.27132 | 0.27132 | 0.27132 | 0.27132
Winnetka | 972_B_5 | 972 | B | 5 |  | O/G Steam |  | PJM_COMD | Illinois | 17 | Cook | 31 | 17031 | 7 | 14500 | 1948 | 9999 |  |  | N | Natural Gas | [14 empty] | 1 | 0.27132 | 0.27132 | 0.27132 | 0.27132
Winnetka | 972_B_7 | 972 | B | 7 |  | O/G Steam |  | PJM_COMD | Illinois | 17 | Cook | 31 | 17031 | 7 | 14500 | 1948 | 9999 |  |  | N | Natural Gas | [14 empty] | 1 | 0.27132 | 0.27132 | 0.27132 | 0.27132
Winnetka | 972_B_8 | 972 | B | 8 |  | O/G Steam |  | PJM_COMD | Illinois | 17 | Cook | 31 | 17031 | 7 | 14500 | 1948 | 9999 |  |  | N | Natural Gas | [14 empty] | 1 | 0.27132 | 0.27132 | 0.27132 | 0.27132
Biomass One LP | 10869_G_GE-2 | 10869 | G | GE-2 |  | Biomass |  | WECC_PNW | Oregon | 41 | Jackson | 29 | 41029 | 14 | 13500 | 2009 | 9999 |  |  | Y | Biomass | [14 empty] | 0 | 0.02 | 0.02 | 0.02 | 0.02
Hillsborough County Resource Recovery | 50858_G_GEN2 | 50858 | G | GEN2 |  | Municipal Solid Waste |  | FRCC | Florida | 12 | Hillsborough | 57 | 12057 | 16 | 13648 | 2009 | 9999 |  |  | N | MSW | [14 empty] | 0 | 0.09 | 0.09 | 0.09 | 0.09 | 0.08 | 0.08 | 0.08
Rio Grande Valley Sugar Growers | 54338_G_GEND | 54338 | G | GEND |  | Biomass |  | ERC_REST | Texas | 48 | Hidalgo | 215 | 48215 | 12 | 17283 | 2009 | 9999 |  |  | Y | Biomass | [14 empty] | 0 | 0.22926 | 0.22926 | 0.22926 | 0.22926
Marlboro Mill | 57470_G_MG1 | 57470 | G | MG1 |  | Non-Fossil Waste |  | S_VACA | South Carolina | 45 | Marlboro | 69 | 45069 | 34.2 | 14731 | 2010 | 9999 |  |  | Y | Non-Fossil Waste | [14 empty] | 0 | 0 | 0 | 0 | 0
Buckeye Florida LP | 50466_G_GEN6 | 50466 | G | GEN6 |  | Non-Fossil Waste |  | FRCC | Florida | 12 | Taylor | 123 | 12123 | 15 | 14731 | 2011 | 9999 |  |  | N | Non-Fossil Waste | [14 empty] | 0 | 0 | 0 | 0 | 0
Cheoah | 54899_G_1A | 54899 | G | 1A |  | Hydro |  | S_C_TVA | North Carolina | 37 | Graham | 75 | 37075 | 27.5 | 0 | 2012 | 9999 |  |  | N | Hydro | [14 empty] | 0 | 0 | 0 | 0 | 0
Cheoah | 54899_G_2A | 54899 | G | 2A |  | Hydro |  | S_C_TVA | North Carolina | 37 | Graham | 75 | 37075 | 27.5 | 0 | 2012 | 9999 |  |  | N | Hydro | [14 empty] | 0 | 0 | 0 | 0 | 0
Canyon Power Plant | 57027_G_CPP1 | 57027 | G | CPP1 |  | Combustion Turbine | Combustion Turbine | WECC_SCE | California | 6 | Orange | 59 | 06059 | 50.3 | 10720 | 2011 | 9999 |  |  | N | Natural Gas | [14 empty] | 0 | 0.0267 | 0.0267 | 0.0267 | 0.0267
Canyon Power Plant | 57027_G_CPP2 | 57027 | G | CPP2 |  | Combustion Turbine | Combustion Turbine | WECC_SCE | California | 6 | Orange | 59 | 06059 | 50.3 | 10720 | 2011 | 9999 |  |  | N | Natural Gas | [14 empty] | 0 | 0.0267 | 0.0267 | 0.0267 | 0.0267
Canyon Power Plant | 57027_G_CPP3 | 57027 | G | CPP3 |  | Combustion Turbine | Combustion Turbine | WECC_SCE | California | 6 | Orange | 59 | 06059 | 50 | 10720 | 2011 | 9999 |  |  | N | Natural Gas | [14 empty] | 0 | 0.0267 | 0.0267 | 0.0267 | 0.0267
Canyon Power Plant | 57027_G_CPP4 | 57027 | G | CPP4 |  | Combustion Turbine | Combustion Turbine | WECC_SCE | California | 6 | Orange | 59 | 06059 | 50 | 10720 | 2011 | 9999 |  |  | N | Natural Gas | [14 empty] | 0 | 0.0267 | 0.0267 | 0.0267 | 0.0267
Prairie Winds SD1 | 56608_G_SD1 | 56608 | G | SD1 |  | Wind |  | MIS_MAPP | South Dakota | 46 | Jerauld | 73 | 46073 | 151.5 | 0 | 2011 | 9999 |  |  | N | Wind | [14 empty] | 0 | 0 | 0 | 0 | 0
Bountiful City | 3665_G_2A | 3665 | G | 2A |  | Combustion Turbine | Combustion Turbine | WECC_UT | Utah | 49 | Davis | 11 | 49011 | 11 | 9750 | 2012 | 9999 |  |  | N | Natural Gas | [14 empty] | 0 | 0.08 | 0.08 | 0.08 | 0.08
Bountiful City | 3665_G_3A | 3665 | G | 3A |  | Combustion Turbine | Combustion Turbine | WECC_UT | Utah | 49 | Davis | 11 | 49011 | 11 | 9750 | 2012 | 9999 |  |  | N | Natural Gas | [14 empty] | 0 | 0.08 | 0.08 | 0.08 | 0.08
Bellevue Solar Project | 57372_G_INV-1 | 57372 | G | INV-1 |  | Solar PV |  | WECC_PNW | Oregon | 41 | Yamhill | 71 | 41071 | 1.6 | 0 | 2011 | 9999 |  |  | N | Solar | [14 empty] | 0 | 0 | 0 | 0 | 0
Shiloh III Wind Project LLC | 57586_G_1 | 57586 | G | 1 |  | Wind |  | WEC_CALN | California | 6 | Solano | 95 | 06095 | 100 | 0 | 2011 | 9999 |  |  | N | Wind | [14 empty] | 0 | 0 | 0 | 0 | 0
Yamhill Solar LLC | 57652_G_1 | 57652 | G | 1 |  | Solar PV |  | WECC_PNW | Oregon | 41 | Yamhill | 71 | 41071 | 1 | 0 | 2011 | 9999 |  |  | N | Solar | [14 empty] | 0 | 0 | 0 | 0 | 0
Chester Diversion Hydroelectric Project | 56893_G_1 | 56893 | G | 1 |  | Hydro |  | WECC_ID | Idaho | 16 | Fremont | 43 | 16043 | 1.2 | 0 | 2011 | 9999 |  |  | N | Hydro | [14 empty] | 0 | 0 | 0 | 0 | 0
Chester Diversion Hydroelectric Project | 56893_G_2 | 56893 | G | 2 |  | Hydro |  | WECC_ID | Idaho | 16 | Fremont | 43 | 16043 | 1.2 | 0 | 2011 | 9999 |  |  | N | Hydro | [14 empty] | 0 | 0 | 0 | 0 | 0
Chester Diversion Hydroelectric Project | 56893_G_3 | 56893 | G | 3 |  | Hydro |  | WECC_ID | Idaho | 16 | Fremont | 43 | 16043 | 1.2 | 0 | 2011 | 9999 |  |  | N | Hydro | [14 empty] | 0 | 0 | 0 | 0 | 0
Morris Genco LLC | 55774_G_MO4 | 55774 | G | MO4 |  | Landfill Gas |  | PJM_COMD | Illinois | 17 | Grundy | 63 | 17063 | 0.9 | 13648 | 2011 | 9999 |  |  | N | Landfill Gas | [14 empty] | 0 | 0.09 | 0.09 | 0.09 | 0.09
Morris Genco LLC | 55774_G_MO5 | 55774 | G | MO5 |  | Landfill Gas |  | PJM_COMD | Illinois | 17 | Grundy | 63 | 17063 | 0.9 | 13648 | 2011 | 9999 |  |  | N | Landfill Gas | [14 empty] | 0 | 0.09 | 0.09 | 0.09 | 0.09
Adelanto Solar Project | 57305_G_1 | 57305 | G | 1 |  | Solar PV |  | WECC_SCE | California | 6 | San Bernardino | 71 | 06071 | 10 | 0 | 2012 | 9999 |  |  | N | Solar | [14 empty] | 0 | 0 | 0 | 0 | 0
Dorchester Solar Site | 57265_G_1 | 57265 | G | 1 |  | Solar PV |  | NENGREST | Massachusetts | 25 | Suffolk | 25 | 25025 | 1.3 | 0 | 2011 | 9999 |  |  | N | Solar | [14 empty] | 0 | 0 | 0 | 0 | 0
Pomeroy Wind Farm | 56501_G_PWF4 | 56501 | G | PWF4 |  | Wind |  | MIS_MIDA | Iowa | 19 | Pocahontas | 151 | 19151 | 29.9 | 0 | 2011 | 9999 |  |  | N | Wind | [14 empty] | 0 | 0 | 0 | 0 | 0
Laurel Wind Farm | 57500_G_LWF | 57500 | G | LWF |  | Wind |  | MIS_IA | Iowa | 19 | Marshall | 127 | 19127 | 119.6 | 0 | 2011 | 9999 |  |  | N | Wind | [14 empty] | 0 | 0 | 0 | 0 | 0
Rolling Hills Wind Farm | 57501_G_RHWF | 57501 | G | RHWF |  | Wind |  | MIS_MIDA | Iowa | 19 | Cass | 29 | 19029 | 441.6 | 0 | 2011 | 9999 |  |  | N | Wind | [14 empty] | 0 | 0 | 0 | 0 | 0
Bison I Wind Energy Center | 57038_G_PHS2 | 57038 | G | PHS2 |  | Wind |  | MIS_MAPP | North Dakota | 38 | Morton | 59 | 38059 | 48 | 0 | 2011 | 9999 |  |  | N | Wind | [14 empty] | 0 | 0 | 0 | 0 | 0
Oak Glen Wind Farm | 57432_G_1 | 57432 | G | 1 |  | Wind |  | MIS_MNWI | Minnesota | 27 | Steele | 147 | 27147 | 44 | 0 | 2011 | 9999 |  |  | N | Wind | [14 empty] | 0 | 0 | 0 | 0 | 0
New Hanover County WASTEC | 50271_G_1TGB | 50271 | G | 1TGB |  | Municipal Solid Waste |  | S_VACA | North Carolina | 37 | New Hanover | 129 | 37129 | 2 | 13648 | 2011 | 9999 |  |  | N | MSW | [14 empty] | 0 | 0.16169 | 0.16169 | 0.16169 | 0.16169 | 0.08 | 0.08 | 0.08
CSU East Bay | 57042_G_1 | 57042 | G | 1 |  | Fuel Cell |  | WEC_CALN | California | 6 | Alameda | 1 | 06001 | 1.4 | 9500 | 2011 | 9999 |  |  | Y | Natural Gas | [14 empty] | 0 | 0 | 0 | 0 | 0
SF State University | 57043_G_1 | 57043 | G | 1 |  | Fuel Cell |  | WECC_SF | California | 6 | San Francisco | 75 | 06075 | 0.2 | 9500 | 2011 | 9999 |  |  | N | Natural Gas | [14 empty] | 0 | 0 | 0 | 0 | 0
SF State University | 57043_G_2 | 57043 | G | 2 |  | Fuel Cell |  | WECC_SF | California | 6 | San Francisco | 75 | 06075 | 1.4 | 9500 | 2011 | 9999 |  |  | Y | Natural Gas | [14 empty] | 0 | 0 | 0 | 0 | 0
Stroud Solar Station | 57497_G_1 | 57497 | G | 1 |  | Solar PV |  | WEC_CALN | California | 6 | Fresno | 19 | 06019 | 20 | 0 | 2011 | 9999 |  |  | N | Solar | [14 empty] | 0 | 0 | 0 | 0 | 0
Five Points Solar Station | 57498_G_1 | 57498 | G | 1 |  | Solar PV |  | WEC_CALN | California | 6 | Fresno | 19 | 06019 | 15 | 0 | 2011 | 9999 |  |  | N | Solar | [14 empty] | 0 | 0 | 0 | 0 | 0
Westside Solar Station | 57499_G_1 | 57499 | G | 1 |  | Solar PV |  | WEC_CALN | California | 6 | Fresno | 19 | 06019 | 15 | 0 | 2011 | 9999 |  |  | N | Solar | [14 empty] | 0 | 0 | 0 | 0 | 0
Cantua Solar Station | 57522_G_1 | 57522 | G | 1 |  | Solar PV |  | WEC_CALN | California | 6 | Fresno | 19 | 06019 | 20 | 0 | 2012 | 9999 |  |  | N | Solar | [14 empty] | 0 | 0 | 0 | 0 | 0
Huron Solar Station | 57523_G_1 | 57523 | G | 1 |  | Solar PV |  | WEC_CALN | California | 6 | Fresno | 19 | 06019 | 20 | 0 | 2012 | 9999 |  |  | N | Solar | [14 empty] | 0 | 0 | 0 | 0 | 0
South Chestnutt Wind LLC | 56796_G_1 | 56796 | G | 1 |  | Wind |  | PJM_AP | Pennsylvania | 42 | Fayette | 51 | 42051 | 50.4 | 0 | 2012 | 9999 |  |  | N | Wind | [14 empty] | 0 | 0 | 0 | 0 | 0
New Harvest Wind Project LLC | 57609_G_1 | 57609 | G | 1 |  | Wind |  | MIS_MIDA | Iowa | 19 | Crawford | 47 | 19047 | 100 | 0 | 2011 | 9999 |  |  | N | Wind | [14 empty] | 0 | 0 | 0 | 0 | 0
PPL Holtwood | 3145_G_HW11 | 3145 | G | HW11 |  | Hydro |  | PJM_EMAC | Pennsylvania | 42 | Lancaster | 71 | 42071 | 1.3 | 0 | 2011 | 9999 |  |  | N | Hydro | [14 empty] | 0 | 0 | 0 | 0 | 0
PPL Holtwood | 3145_G_HW13 | 3145 | G | HW13 |  | Hydro |  | PJM_EMAC | Pennsylvania | 42 | Lancaster | 71 | 42071 | 1.3 | 0 | 2011 | 9999 |  |  | N | Hydro | [14 empty] | 0 | 0 | 0 | 0 | 0
Lower Snake River Wind Energy Project | 57195_G_LSR 1 | 57195 | G | LSR 1 |  | Wind |  | WECC_PNW | Washington | 53 | GARFIELD | 23 | 53023 | 342 | 0 | 2012 | 9999 |  |  | N | Wind | [14 empty] | 0 | 0 | 0 | 0 | 0
Solano Wind | 7526_G_3 | 7526 | G | 3 |  | Wind |  | WEC_CALN | California | 6 | Solano | 95 | 06095 | 128 | 0 | 2012 | 9999 |  |  | N | Wind | [14 empty] | 0 | 0 | 0 | 0 | 0
Solar Photovoltaic Project #11 | 57225_G_S011A | 57225 | G | S011A |  | Solar PV |  | WECC_SCE | California | 6 | SAN BERNARDINO | 71 | 06071 | 0.5 | 0 | 2012 | 9999 |  |  | N | Solar | [14 empty] | 0 | 0 | 0 | 0 | 0
Solar Photovoltaic Project #11 | 57225_G_S011B | 57225 | G | S011B |  | Solar PV |  | WECC_SCE | California | 6 | SAN BERNARDINO | 71 | 06071 | 0.5 | 0 | 2012 | 9999 |  |  | N | Solar | [14 empty] | 0 | 0 | 0 | 0 | 0
Solar Photovoltaic Project #11 | 57225_G_S011C | 57225 | G | S011C |  | Solar PV |  | WECC_SCE | California | 6 | SAN BERNARDINO | 71 | 06071 | 0.5 | 0 | 2012 | 9999 |  |  | N | Solar | [14 empty] | 0 | 0 | 0 | 0 | 0
Solar Photovoltaic Project #11 | 57225_G_S011D | 57225 | G | S011D |  | Solar PV |  | WECC_SCE | California | 6 | SAN BERNARDINO | 71 | 06071 | 0.5 | 0 | 2012 | 9999 |  |  | N | Solar | [14 empty] | 0 | 0 | 0 | 0 | 0
Solar Photovoltaic Project #11 | 57225_G_S011E | 57225 | G | S011E |  | Solar PV |  | WECC_SCE | California | 6 | SAN BERNARDINO | 71 | 06071 | 0.5 | 0 | 2012 | 9999 |  |  | N | Solar | [14 empty] | 0 | 0 | 0 | 0 | 0
Solar Photovoltaic Project #11 | 57225_G_S011F | 57225 | G | S011F |  | Solar PV |  | WECC_SCE | California | 6 | SAN BERNARDINO | 71 | 06071 | 0.5 | 0 | 2012 | 9999 |  |  | N | Solar | [14 empty] | 0 | 0 | 0 | 0 | 0
Solar Photovoltaic Project #11 | 57225_G_S011G | 57225 | G | S011G |  | Solar PV |  | WECC_SCE | California | 6 | SAN BERNARDINO | 71 | 06071 | 0.5 | 0 | 2012 | 9999 |  |  | N | Solar | [14 empty] | 0 | 0 | 0 | 0 | 0
Solar Photovoltaic Project #13 | 57227_G_S013A | 57227 | G | S013A |  | Solar PV |  | WECC_SCE | California | 6 | SAN BERNARDINO | 71 | 06071 | 0.5 | 0 | 2011 | 9999 |  |  | N | Solar | [14 empty] | 0 | 0 | 0 | 0 | 0
Solar Photovoltaic Project #13 | 57227_G_S013B | 57227 | G | S013B |  | Solar PV |  | WECC_SCE | California | 6 | SAN BERNARDINO | 71 | 06071 | 0.5 | 0 | 2011 | 9999 |  |  | N | Solar | [14 empty] | 0 | 0 | 0 | 0 | 0
Solar Photovoltaic Project #13 | 57227_G_S013C | 57227 | G | S013C |  | Solar PV |  | WECC_SCE | California | 6 | SAN BERNARDINO | 71 | 06071 | 0.5 | 0 | 2011 | 9999 |  |  | N | Solar | [14 empty] | 0 | 0 | 0 | 0 | 0
Solar Photovoltaic Project #13 | 57227_G_S013D | 57227 | G | S013D |  | Solar PV |  | WECC_SCE | California | 6 | SAN BERNARDINO | 71 | 06071 | 0.5 | 0 | 2011 | 9999 |  |  | N | Solar | [14 empty] | 0 | 0 | 0 | 0 | 0
Solar Photovoltaic Project #13 | 57227_G_S013E | 57227 | G | S013E |  | Solar PV |  | WECC_SCE | California | 6 | SAN BERNARDINO | 71 | 06071 | 0.5 | 0 | 2011 | 9999 |  |  | N | Solar | [14 empty] | 0 | 0 | 0 | 0 | 0
Solar Photovoltaic Project #13 | 57227_G_S013F | 57227 | G | S013F |  | Solar PV |  | WECC_SCE | California | 6 | SAN BERNARDINO | 71 | 06071 | 0.5 | 0 | 2011 | 9999 |  |  | N | Solar | [14 empty] | 0 | 0 | 0 | 0 | 0
Solar Photovoltaic Project #13 | 57227_G_S013G | 57227 | G | S013G |  | Solar PV |  | WECC_SCE | California | 6 | SAN BERNARDINO | 71 | 06071 | 0.5 | 0 | 2011 | 9999 |  |  | N | Solar | [14 empty] | 0 | 0 | 0 | 0 | 0
Solar Photovoltaic Project #32 | 57534_G_S32A | 57534 | G | S32A |  | Solar PV |  | WECC_SCE | California | 6 | San Bernardino | 71 | 06071 | 0.5 | 0 | 2011 | 9999 |  |  | N | Solar | [14 empty] | 0 | 0 | 0 | 0 | 0
Solar Photovoltaic Project #32 | 57534_G_S32B | 57534 | G | S32B |  | Solar PV |  | WECC_SCE | California | 6 | San Bernardino | 71 | 06071 | 0.5 | 0 | 2011 | 9999 |  |  | N | Solar | [14 empty] | 0 | 0 | 0 | 0 | 0
Solar Photovoltaic Project #32 | 57534_G_S32C | 57534 | G | S32C |  | Solar PV |  | WECC_SCE | California | 6 | San Bernardino | 71 | 06071 | 0.5 | 0 | 2012 | 9999 |  |  | N | Solar | [14 empty] | 0 | 0 | 0 | 0 | 0
Solar Photovoltaic Project #33 | 57535_G_S33A | 57535 | G | S33A |  | Solar PV |  | WECC_SCE | California | 6 | San Bernardino | 71 | 06071 | 0.5 | 0 | 2011 | 9999 |  |  | N | Solar | [14 empty] | 0 | 0 | 0 | 0 | 0
Solar Photovoltaic Project #33 | 57535_G_S33B | 57535 | G | S33B |  | Solar PV |  | WECC_SCE | California | 6 | San Bernardino | 71 | 06071 | 0.5 | 0 | 2011 | 9999 |  |  | N | Solar | [14 empty] | 0 | 0 | 0 | 0 | 0
Saint Marys Hospital Power Plant | 54262_G_7 | 54262 | G | 7 |  | Combustion Turbine | IC Engine | MIS_MNWI | Minnesota | 27 | Olmsted | 109 | 27109 | 2.5 | 9750 | 2011 | 9999 |  |  | N | Distillate Fuel Oil | [14 empty] | 0 | 0.08 | 0.08 | 0.08 | 0.08
Sullivan | 969_G_13 | 969 | G | 13 |  | Combustion Turbine | IC Engine | MIS_IL | Illinois | 17 | Moultrie | 139 | 17139 | 2.3 | 9750 | 2012 | 9999 |  |  | N | Distillate Fuel Oil | [14 empty] | 0 | 2.3355 | 2.3355 | 2.3355 | 2.3355
Sullivan | 969_G_14 | 969 | G | 14 |  | Combustion Turbine | IC Engine | MIS_IL | Illinois | 17 | Moultrie | 139 | 17139 | 2.3 | 9750 | 2012 | 9999 |  |  | N | Distillate Fuel Oil | [14 empty] | 0 | 2.3355 | 2.3355 | 2.3355 | 2.3355
Sullivan | 969_G_15 | 969 | G | 15 |  | Combustion Turbine | IC Engine | MIS_IL | Illinois | 17 | Moultrie | 139 | 17139 | 2.3 | 9750 | 2012 | 9999 |  |  | N | Distillate Fuel Oil | [14 empty] | 0 | 2.3355 | 2.3355 | 2.3355 | 2.3355
Almond Power Plant | 7315_G_2 | 7315 | G | 2 |  | Combustion Turbine | Combustion Turbine | WEC_CALN | California | 6 | STANISLAUS | 99 | 06099 | 50 | 9750 | 2012 | 9999 |  |  | N | Natural Gas | [14 empty] | 0 | 0.0267 | 0.0267 | 0.0267 | 0.0267
Almond Power Plant | 7315_G_3 | 7315 | G | 3 |  | Combustion Turbine | Combustion Turbine | WEC_CALN | California | 6 | STANISLAUS | 99 | 06099 | 50 | 9750 | 2012 | 9999 |  |  | N | Natural Gas | [14 empty] | 0 | 0.0267 | 0.0267 | 0.0267 | 0.0267
Almond Power Plant | 7315_G_4 | 7315 | G | 4 |  | Combustion Turbine | Combustion Turbine | WEC_CALN | California | 6 | STANISLAUS | 99 | 06099 | 50 | 9750 | 2012 | 9999 |  |  | N | Natural Gas | [14 empty] | 0 | 0.0267 | 0.0267 | 0.0267 | 0.0267
La Senita | 57556_G_1 | 57556 | G | 1 |  | Solar PV |  | WECC_AZ | Arizona | 4 | Mohave | 15 | 04015 | 1 | 0 | 2011 | 9999 |  |  | N | Solar | [14 empty] | 0 | 0 | 0 | 0 | 0
Howard Down | 2434_G_11 | 2434 | G | 11 |  | Combustion Turbine | Combustion Turbine | PJM_EMAC | New Jersey | 34 | Cumberland | 11 | 34011 | 56.2 | 10720 | 2012 | 9999 |  |  | N | Natural Gas, Distillate Fuel Oil | [14 empty] | 2.1 | 0.08 | 0.08 | 0.08 | 0.08
Waterloo | 971_G_13 | 971 | G | 13 |  | Combustion Turbine | Combustion Turbine | MIS_IL | Illinois | 17 | Monroe | 133 | 17133 | 6.6 | 9750 | 2012 | 9999 |  |  | N | Natural Gas, Distillate Fuel Oil | [14 empty] | 0 | 0.08 | 0.08 | 0.08 | 0.08
Southwestern Bell Telephone | 54858_G_E/G6 | 54858 | G | E/G6 |  | Combustion Turbine | IC Engine | MIS_MO | Missouri | 29 | Cooper | 53 | 29053 | 2.8 | 9750 | 2011 | 9999 |  |  | N | Distillate Fuel Oil | [14 empty] | 0 | 0.08 | 0.08 | 0.08 | 0.08
Southwestern Bell Telephone | 54858_G_E/G7 | 54858 | G | E/G7 |  | Combustion Turbine | IC Engine | MIS_MO | Missouri | 29 | Cooper | 53 | 29053 | 2.8 | 9750 | 2011 | 9999 |  |  | N | Distillate Fuel Oil | [14 empty] | 0 | 0.08 | 0.08 | 0.08 | 0.08
McGinness Hills | 57446_G_1 | 57446 | G | 1 |  | Geothermal |  | WECC_NNV | Nevada | 32 | Lander | 15 | 32015 | 12 | 9760 | 2012 | 9999 |  |  | N | Geothermal | [14 empty] | 0 | 0 | 0 | 0 | 0 | 0.4563 | 0.4563 | 0.4563
McGinness Hills | 57446_G_2 | 57446 | G | 2 |  | Geothermal |  | WECC_NNV | Nevada | 32 | Lander | 15 | 32015 | 12 | 9760 | 2012 | 9999 |  |  | N | Geothermal | [14 empty] | 0 | 0 | 0 | 0 | 0 | 0.4563 | 0.4563 | 0.4563
McGinness Hills | 57446_G_3 | 57446 | G | 3 |  | Geothermal |  | WECC_NNV | Nevada | 32 | Lander | 15 | 32015 | 6 | 9760 | 2012 | 9999 |  |  | N | Geothermal | [14 empty] | 0 | 0 | 0 | 0 | 0 | 0.4563 | 0.4563 | 0.4563
Tuscarora Geothermal Power Plant | 57451_G_G9200 | 57451 | G | G9200 |  | Geothermal |  | WECC_NNV | Nevada | 32 | Elko | 7 | 32007 | 9 | 9760 | 2012 | 9999 |  |  | N | Geothermal | [14 empty] | 0 | 0 | 0 | 0 | 0 | 0.4563 | 0.4563 | 0.4563
Tuscarora Geothermal Power Plant | 57451_G_G9250 | 57451 | G | G9250 |  | Geothermal |  | WECC_NNV | Nevada | 32 | Elko | 7 | 32007 | 9 | 9760 | 2012 | 9999 |  |  | N | Geothermal | [14 empty] | 0 | 0 | 0 | 0 | 0 | 0.4563 | 0.4563 | 0.4563
KUCC | 56163_G_MCHP | 56163 | G | MCHP |  | Combustion Turbine | Combustion Turbine | WECC_UT | Utah | 49 | Salt Lake | 35 | 49035 | 5.9 | 9750 | 2012 | 9999 |  |  | Y | Natural Gas | [14 empty] | 0 | 0.08 | 0.08 | 0.08 | 0.08
Lava Beds Wind Park LLC | 56436_G_LBWP | 56436 | G | LBWP |  | Wind |  | WECC_ID | Idaho | 16 | Bingham | 11 | 16011 | 18 | 0 | 2012 | 9999 |  |  | N | Wind | [14 empty] | 0 | 0 | 0 | 0 | 0
Notch Butte Wind Park | 56438_G_NBWP | 56438 | G | NBWP |  | Wind |  | WECC_ID | Idaho | 16 | Jerome | 53 | 16053 | 18 | 0 | 2012 | 9999 |  |  | N | Wind | [14 empty] | 0 | 0 | 0 | 0 | 0
Chapin Mountain | 57142_G_CM | 57142 | G | CM |  | Wind |  | WECC_ID | Idaho | 16 | Cassia | 31 | 16031 | 20 | 0 | 2012 | 9999 |  |  | N | Wind | [14 empty] | 0 | 0 | 0 | 0 | 0
Cottonwood Wind Park | 57144_G_JR20 | 57144 | G | JR20 |  | Wind |  | WECC_ID | Idaho | 16 | Twin Falls | 83 | 16083 | 20 | 0 | 2012 | 9999 |  |  | N | Wind | [14 empty] | 0 | 0 | 0 | 0 | 0
Rogerson Flats | 57145_G_RF | 57145 | G | RF |  | Wind |  | WECC_ID | Idaho | 16 | Twin Falls | 83 | 16083 | 20 | 0 | 2012 | 9999 |  |  | N | Wind | [14 empty] | 0 | 0 | 0 | 0 | 0
Deep Creek Wind Park | 57146_G_JR1 | 57146 | G | JR1 |  | Wind |  | WECC_ID | Idaho | 16 | Twin Falls | 83 | 16083 | 20 | 0 | 2012 | 9999 |  |  | N | Wind | [14 empty] | 0 | 0 | 0 | 0 | 0
Conner Ridge | 57147_G_CR | 57147 | G | CR |  | Wind |  | WECC_ID | Idaho | 16 | Cassia | 31 | 16031 | 20 | 0 | 2012 | 9999 |  |  | N | Wind | [14 empty] | 0 | 0 | 0 | 0 | 0
Badger Peak | 57148_G_BP | 57148 | G | BP |  | Wind |  | WECC_ID | Idaho | 16 | Cassia | 31 | 16031 | 20 | 0 | 2012 | 9999 |  |  | N | Wind | [14 empty] | 0 | 0 | 0 | 0 | 0
Bonanza Bar | 57149_G_BBAR | 57149 | G | BBAR |  | Wind |  | WECC_ID | Idaho | 16 | Cassia | 31 | 16031 | 20 | 0 | 2012 | 9999 |  |  | N | Wind | [14 empty] | 0 | 0 | 0 | 0 | 0
Salmon Creek | 57150_G_SC | 57150 | G | SC |  | Wind |  | WECC_ID | Idaho | 16 | Twin Falls | 83 | 16083 | 20 | 0 | 2012 | 9999 |  |  | N | Wind | [14 empty] | 0 | 0 | 0 | 0 | 0
Big Blue | 57289_G_BBWP | 57289 | G | BBWP |  | Wind |  | MIS_MNWI | Minnesota | 27 | Faribault | 43 | 27043 | 36 | 0 | 2011 | 9999 |  |  | N | Wind | [14 empty] | 0 | 0 | 0 | 0 | 0
Chautauqua LFGTE Facility | 57186_G_GEN5 | 57186 | G | GEN5 |  | Landfill Gas |  | NY_Z_A&B | New York | 36 | Chautauqua | 13 | 36013 | 1.6 | 13648 | 2011 | 9999 |  |  | N | Landfill Gas | [14 empty] | 0 | 0.09 | 0.09 | 0.09 | 0.09
Chautauqua LFGTE Facility | 57186_G_GEN6 | 57186 | G | GEN6 |  | Landfill Gas |  | NY_Z_A&B | New York | 36 | Chautauqua | 13 | 36013 | 1.6 | 13648 | 2011 | 9999 |  |  | N | Landfill Gas | [14 empty] | 0 | 0.09 | 0.09 | 0.09 | 0.09
Chestnut Ridge Gas Recovery | 50570_G_GEN5 | 50570 | G | GEN5 |  | Landfill Gas |  | S_C_TVA | Tennessee | 47 | Anderson | 1 | 47001 | 1.6 | 13648 | 2011 | 9999 |  |  | N | Landfill Gas | [14 empty] | 0 | 0.09 | 0.09 | 0.09 | 0.09
Oneida Herkimer | 57404_G_GEN1 | 57404 | G | GEN1 |  | Landfill Gas |  | NY_Z_C&E | New York | 36 | Oneida | 65 | 36065 | 1.6 | 13648 | 2011 | 9999 |  |  | N | Landfill Gas | [14 empty] | 0 | 0.09 | 0.09 | 0.09 | 0.09
Robbins Community Power LLC | 56576_G_1 | 56576 | G | 1 |  | Biomass |  | PJM_COMD | Illinois | 17 | Cook | 31 | 17031 | 27.5 | 13500 | 2012 | 9999 |  |  | N | Biomass | [14 empty] | 0 | 0.02 | 0.02 | 0.02 | 0.02
Robbins Community Power LLC | 56576_G_2 | 56576 | G | 2 |  | Biomass |  | PJM_COMD | Illinois | 17 | Cook | 31 | 17031 | 27.5 | 13500 | 2012 | 9999 |  |  | N | Biomass | [14 empty] | 0 | 0.02 | 0.02 | 0.02 | 0.02
Dempsey Ridge Wind Farm | 56665_G_DR | 56665 | G | DR |  | Wind |  | SPP_WEST | Oklahoma | 40 | Roger Mills | 129 | 40129 | 132 | 0 | 2011 | 9999 |  |  | N | Wind | [14 empty] | 0 | 0 | 0 | 0 | 0
Sherbino II | 57415_G_1 | 57415 | G | 1 |  | Wind |  | ERC_WEST | Texas | 48 | Pecos | 371 | 48371 | 150 | 0 | 2011 | 9999 |  |  | N | Wind | [14 empty] | 0 | 0 | 0 | 0 | 0
Trinity Hills | 57520_G_1 | 57520 | G | 1 |  | Wind |  | ERC_WEST | Texas | 48 | Young | 503 | 48503 | 225 | 0 | 2011 | 9999 |  |  | N | Wind | [14 empty] | 0 | 0 | 0 | 0 | 0
Pioneer Crossing Landfill Gas to Energy | 56957_G_LFG5 | 56957 | G | LFG5 |  | Landfill Gas |  | PJM_WMAC | Pennsylvania | 42 | Berks | 11 | 42011 | 1.6 | 13648 | 2011 | 9999 |  |  | N | Landfill Gas | [14 empty] | 0 | 0.09 | 0.09 | 0.09 | 0.09
Pioneer Crossing Landfill Gas to Energy | 56957_G_LFG6 | 56957 | G | LFG6 |  | Landfill Gas |  | PJM_WMAC | Pennsylvania | 42 | Berks | 11 | 42011 | 1.6 | 13648 | 2011 | 9999 |  |  | N | Landfill Gas | [14 empty] | 0 | 0.09 | 0.09 | 0.09 | 0.09
Steel Winds II | 57078_G_1 | 57078 | G | 1 |  | Wind |  | NY_Z_A&B | New York | 36 | Erie | 29 | 36029 | 15 | 0 | 2011 | 9999 |  |  | N | Wind | [14 empty] | 0 | 0 | 0 | 0 | 0
Spring Valley Wind Project | 57192_G_WTG | 57192 | G | WTG |  | Wind |  | WECC_NNV | Nevada | 32 | WHITE PINE | 33 | 32033 | 150 | 0 | 2012 | 9999 |  |  | N | Wind | [14 empty] | 0 | 0 | 0 | 0 | 0
Orange County Biomass LLC | 57215_G_G-01 | 57215 | G | G-01 |  | Biomass |  | S_VACA | South Carolina | 45 | Orangeburg | 75 | 45075 | 35 | 13500 | 2012 | 9999 |  |  | N | Biomass | [14 empty] | 0 | 0.02 | 0.02 | 0.02 | 0.02
Golden Valley Wind Park LLC | 56435_G_GVWP | 56435 | G | GVWP |  | Wind |  | WECC_ID | Idaho | 16 | Cassia | 31 | 16031 | 12 | 0 | 2011 | 9999 |  |  | N | Wind | [14 empty] | 0 | 0 | 0 | 0 | 0
DeWind Frisco | 57517_G_FRISC | 57517 | G | FRISC |  | Wind |  | SPP_SPS | Texas | 48 | Hansford | 195 | 48195 | 20 | 0 | 2011 | 9999 |  |  | N | Wind | [14 empty] | 0 | 0 | 0 | 0 | 0
Marsh Landing Generating Station | 57267_G_1 | 57267 | G | 1 |  | Combustion Turbine | Combustion Turbine | WEC_CALN | California | 6 | Contra Costa | 13 | 06013 | 197 | 9750 | 2013 | 9999 |  |  | N | Natural Gas | [14 empty] | 0 | 0.0267 | 0.0267 | 0.0267 | 0.0267
Marsh Landing Generating Station | 57267_G_2 | 57267 | G | 2 |  | Combustion Turbine | Combustion Turbine | WEC_CALN | California | 6 | Contra Costa | 13 | 06013 | 197 | 9750 | 2013 | 9999 |  |  | N | Natural Gas | [14 empty] | 0 | 0.0267 | 0.0267 | 0.0267 | 0.0267
Marsh Landing Generating Station | 57267_G_3 | 57267 | G | 3 |  | Combustion Turbine | Combustion Turbine | WEC_CALN | California | 6 | Contra Costa | 13 | 06013 | 197 | 9750 | 2013 | 9999 |  |  | N | Natural Gas | [14 empty] | 0 | 0.0267 | 0.0267 | 0.0267 | 0.0267
Marsh Landing Generating Station | 57267_G_4 | 57267 | G | 4 |  | Combustion Turbine | Combustion Turbine | WEC_CALN | California | 6 | Contra Costa | 13 | 06013 | 197 | 9750 | 2013 | 9999 |  |  | N | Natural Gas | [14 empty] | 0 | 0.0267 | 0.0267 | 0.0267 | 0.0267
Crescent Dunes Solar Energy | 57275_G_TSE-1 | 57275 | G | TSE-1 |  | Solar Thermal |  | WECC_NNV | Nevada | 32 | Nye | 23 | 32023 | 110 | 9760 | 2013 | 9999 |  |  | N | Solar | [14 empty] | 0 | 0 | 0 | 0 | 0
Alpine Solar | 57295_G_1 | 57295 | G | 1 |  | Solar PV |  | WEC_LADW | California | 6 | Los Angeles | 37 | 06037 | 66 | 0 | 2012 | 9999 |  |  | N | Solar | [14 empty] | 0 | 0 | 0 | 0 | 0
Mayberry Solar LLC | 57321_G_1PV | 57321 | G | 1PV |  | Solar PV |  | S_VACA | North Carolina | 37 | SURRY | 171 | 37171 | 1.2 | 0 | 2011 | 9999 |  |  | N | Solar | [14 empty] | 0 | 0 | 0 | 0 | 0
Dover Sun Park | 57337_G_1 | 57337 | G | 1 |  | Solar PV |  | PJM_EMAC | Delaware | 10 | Kent | 1 | 10001 | 10 | 0 | 2011 | 9999 |  |  | N | Solar | [14 empty] | 0 | 0 | 0 | 0 | 0
Morgantown Solar Park | 57362_G_1 | 57362 | G | 1 |  | Solar PV |  | PJM_WMAC | Pennsylvania | 42 | BERKS | 11 | 42011 | 3.4 | 0 | 2011 | 9999 |  |  | N | Solar | [14 empty] | 0 | 0 | 0 | 0 | 0
510 REPP One | 57363_G_1 | 57363 | G | 1 |  | Solar PV |  | PJM_Dom | North Carolina | 37 | Northampton | 131 | 37131 | 1.4 | 0 | 2011 | 9999 |  |  | N | Solar | [14 empty] | 0 | 0 | 0 | 0 | 0
Avery Solar | 57389_G_1 | 57389 | G | 1 |  | Solar PV |  | S_C_TVA | North Carolina | 37 | Avery | 11 | 37011 | 0.9 | 0 | 2011 | 9999 |  |  | N | Solar | [14 empty] | 0 | 0 | 0 | 0 | 0
Dow Jones South Brunswick Solar | 57397_G_PV02 | 57397 | G | PV02 |  | Solar PV |  | PJM_EMAC | New Jersey | 34 | Middlesex | 23 | 34023 | 1.6 | 0 | 2011 | 9999 |  |  | N | Solar | [14 empty] | 0 | 0 | 0 | 0 | 0
RPI Fuel Cell LLC | 57419_G_0001 | 57419 | G | 0001 |  | Fuel Cell |  | WECC_SCE | California | 6 | San Bernardino | 71 | 06071 | 2.8 | 9500 | 2011 | 9999 |  |  | Y | Non-Fossil Waste | [14 empty] | 0 | 0 | 0 | 0 | 0
UTS SJ1 LLC | 57420_G_0001 | 57420 | G | 0001 |  | Fuel Cell |  | WEC_CALN | California | 6 | Santa Clara | 85 | 06085 | 1.4 | 9500 | 2011 | 9999 |  |  | Y | Non-Fossil Waste | [14 empty] | 0 | 0 | 0 | 0 | 0
Solar Star North Carolina II LLC | 57435_G_1 | 57435 | G | 1 |  | Solar PV |  | PJM_Dom | North Carolina | 37 | HERTFORD | 91 | 37091 | 1 | 0 | 2011 | 9999 |  |  | N | Solar | [14 empty] | 0 | 0 | 0 | 0 | 0
Solar Star North Carolina II LLC | 57435_G_2 | 57435 | G | 2 |  | Solar PV |  | PJM_Dom | North Carolina | 37 | HERTFORD | 91 | 37091 | 1 | 0 | 2011 | 9999 |  |  | N | Solar | [14 empty] | 0 | 0 | 0 | 0 | 0
Solar Star North Carolina II LLC | 57435_G_3 | 57435 | G | 3 |  | Solar PV |  | PJM_Dom | North Carolina | 37 | HERTFORD | 91 | 37091 | 1 | 0 | 2011 | 9999 |  |  | N | Solar | [14 empty] | 0 | 0 | 0 | 0 | 0
Solar Star North Carolina II LLC | 57435_G_4 | 57435 | G | 4 |  | Solar PV |  | PJM_Dom | North Carolina | 37 | HERTFORD | 91 | 37091 | 1 | 0 | 2011 | 9999 |  |  | N | Solar | [14 empty] | 0 | 0 | 0 | 0 | 0
Solar Star North Carolina II LLC | 57435_G_5 | 57435 | G | 5 |  | Solar PV |  | PJM_Dom | North Carolina | 37 | HERTFORD | 91 | 37091 | 1 | 0 | 2011 | 9999 |  |  | N | Solar | [14 empty] | 0 | 0 | 0 | 0 | 0
California Valley Solar Ranch | 57439_G_HPR2A | 57439 | G | HPR2A |  | Solar PV |  | WEC_CALN | California | 6 | SAN LUIS OBISPO | 79 | 06079 | 21 | 0 | 2011 | 9999 |  |  | N | Solar | [14 empty] | 0 | 0 | 0 | 0 | 0
California Valley Solar Ranch | 57439_G_HPR2B | 57439 | G | HPR2B |  | Solar PV |  | WEC_CALN | California | 6 | SAN LUIS OBISPO | 79 | 06079 | 86.5 | 0 | 2012 | 9999 |  |  | N | Solar | [14 empty] | 0 | 0 | 0 | 0 | 0
California Valley Solar Ranch | 57439_G_HPR2C | 57439 | G | HPR2C |  | Solar PV |  | WEC_CALN | California | 6 | SAN LUIS OBISPO | 79 | 06079 | 70 | 0 | 2013 | 9999 |  |  | N | Solar | [14 empty] | 0 | 0 | 0 | 0 | 0
Napoleon Solar I | 57462_G_1 | 57462 | G | 1 |  | Solar PV |  | PJM_ATSI | Ohio | 39 | Henry | 69 | 39069 | 8 | 0 | 2011 | 9999 |  |  | N | Solar | [14 empty] | 0 | 0 | 0 | 0 | 0
Bishop Hill Energy LLC | 57463_G_1 | 57463 | G | 1 |  | Wind |  | MIS_MIDA | Illinois | 17 | Henry | 73 | 17073 | 200 | 0 | 2012 | 9999 |  |  | N | Wind | [14 empty] | 0 | 0 | 0 | 0 | 0
Ralls Wind Farm | 57474_G_1 | 57474 | G | 1 |  | Wind |  | ERC_WEST | Texas | 48 | Crosby | 107 | 48107 | 10 | 0 | 2011 | 9999 |  |  | N | Wind | [14 empty] | 0 | 0 | 0 | 0 | 0
Masser Farms Realty Solar | 57494_G_MFRS | 57494 | G | MFRS |  | Solar PV |  | PJM_WMAC | Pennsylvania | 42 | Schuylkill | 107 | 42107 | 1 | 0 | 2011 | 9999 |  |  | N | Solar | [14 empty] | 0 | 0 | 0 | 0 | 0
Walnut Creek Energy Park | 57515_G_GT1 | 57515 | G | GT1 |  | Combustion Turbine | Combustion Turbine | WEC_LADW | California | 6 | Los Angeles | 37 | 06037 | 96 | 9750 | 2013 | 9999 |  |  | N | Natural Gas | [14 empty] | 0 | 0.0267 | 0.0267 | 0.0267 | 0.0267
Walnut Creek Energy Park | 57515_G_GT2 | 57515 | G | GT2 |  | Combustion Turbine | Combustion Turbine | WEC_LADW | California | 6 | Los Angeles | 37 | 06037 | 96 | 9750 | 2013 | 9999 |  |  | N | Natural Gas | [14 empty] | 0 | 0.0267 | 0.0267 | 0.0267 | 0.0267
Walnut Creek Energy Park | 57515_G_GT3 | 57515 | G | GT3 |  | Combustion Turbine | Combustion Turbine | WEC_LADW | California | 6 | Los Angeles | 37 | 06037 | 96 | 9750 | 2013 | 9999 |  |  | N | Natural Gas | [14 empty] | 0 | 0.0267 | 0.0267 | 0.0267 | 0.0267
Walnut Creek Energy Park | 57515_G_GT4 | 57515 | G | GT4 |  | Combustion Turbine | Combustion Turbine | WEC_LADW | California | 6 | Los Angeles | 37 | 06037 | 96 | 9750 | 2013 | 9999 |  |  | N | Natural Gas | [14 empty] | 0 | 0.0267 | 0.0267 | 0.0267 | 0.0267
Walnut Creek Energy Park | 57515_G_GT5 | 57515 | G | GT5 |  | Combustion Turbine | Combustion Turbine | WEC_LADW | California | 6 | Los Angeles | 37 | 06037 | 96 | 9750 | 2013 | 9999 |  |  | N | Natural Gas | [14 empty] | 0 | 0.0267 | 0.0267 | 0.0267 | 0.0267
Palouse | 57530_G_1 | 57530 | G | 1 |  | Wind |  | WECC_PNW | Washington | 53 | Whitman | 75 | 53075 | 97 | 0 | 2012 | 9999 |  |  | N | Wind | [14 empty] | 0 | 0 | 0 | 0 | 0
Paulding Wind Farm II | 57620_G_GEN1 | 57620 | G | GEN1 |  | Wind |  | PJM_West | Ohio | 39 | Paulding | 125 | 39125 | 150 | 0 | 2011 | 9999 |  |  | N | Wind | [14 empty] | 0 | 0 | 0 | 0 | 0
Antelope Ridge Wind Power | 57615_G_GEN1 | 57615 | G | GEN1 |  | Wind |  | WECC_PNW | Oregon | 41 | Union | 61 | 41061 | 300 | 0 | 2011 | 9999 |  |  | N | Wind | [14 empty] | 0 | 0 | 0 | 0 | 0
Bos Dairy, LLC | 57625_G_BOS2 | 57625 | G | BOS2 |  | Non-Fossil Waste |  | MIS_INKY | Indiana | 18 | Jasper | 73 | 18073 | 0.6 | 14731 | 2011 | 9999 |  |  | N | Non-Fossil Waste | [14 empty] | 0 | 0 | 0 | 0 | 0
Foundation ST | 57626_G_WTG1 | 57626 | G | WTG1 |  | Wind |  | WEC_CALN | California | 6 | San Joaquin | 77 | 06077 | 2 | 0 | 2011 | 9999 |  |  | N | Wind | [14 empty] | 0 | 0 | 0 | 0 | 0
Ironwood Wind | 57639_G_1 | 57639 | G | 1 |  | Wind |  | SPP_N | Kansas | 20 | Ford | 57 | 20057 | 167.9 | 0 | 2012 | 9999 |  |  | N | Wind | [14 empty] | 0 | 0 | 0 | 0 | 0
500 Virginia Solar | 57640_G_1 | 57640 | G | 1 |  | Solar PV |  | PJM_EMAC | Pennsylvania | 42 | Montgomery | 91 | 42091 | 1 | 0 | 2011 | 9999 |  |  | N | Solar | [14 empty] | 0 | 0 | 0 | 0 | 0
Town of Falmouth WWTP | 57654_G_WIND2 | 57654 | G | WIND2 |  | Wind |  | NENGREST | Massachusetts | 25 | Barnstable | 1 | 25001 | 1.7 | 0 | 2011 | 9999 |  |  | N | Wind | [14 empty] | 0 | 0 | 0 | 0 | 0
Temescal Canyon RV, LLC | 57656_G_1 | 57656 | G | 1 |  | Solar PV |  | WECC_SCE | California | 6 | Riverside | 65 | 06065 | 1.5 | 0 | 2011 | 9999 |  |  | N | Solar | [14 empty] | 0 | 0 | 0 | 0 | 0
Cimarron Windpower II | 57663_G_1 | 57663 | G | 1 |  | Wind |  | SPP_N | Kansas | 20 | Gray | 69 | 20069 | 131 | 0 | 2012 | 9999 |  |  | N | Wind | [14 empty] | 0 | 0 | 0 | 0 | 0
SAF Hydroelectric LLC | 57665_G_1 | 57665 | G | 1 |  | Hydro |  | MIS_MNWI | Minnesota | 27 | Hennepin | 53 | 27053 | 0.6 | 0 | 2011 | 9999 |  |  | N | Hydro | [14 empty] | 0 | 0 | 0 | 0 | 0
SAF Hydroelectric LLC | 57665_G_10 | 57665 | G | 10 |  | Hydro |  | MIS_MNWI | Minnesota | 27 | Hennepin | 53 | 27053 | 0.6 | 0 | 2011 | 9999 |  |  | N | Hydro | [14 empty] | 0 | 0 | 0 | 0 | 0
SAF Hydroelectric LLC | 57665_G_11 | 57665 | G | 11 |  | Hydro |  | MIS_MNWI | Minnesota | 27 | Hennepin | 53 | 27053 | 0.6 | 0 | 2011 | 9999 |  |  | N | Hydro | [14 empty] | 0 | 0 | 0 | 0 | 0
SAF Hydroelectric LLC | 57665_G_12 | 57665 | G | 12 |  | Hydro |  | MIS_MNWI | Minnesota | 27 | Hennepin | 53 | 27053 | 0.6 | 0 | 2011 | 9999 |  |  | N | Hydro | [14 empty] | 0 | 0 | 0 | 0 | 0
SAF Hydroelectric LLC | 57665_G_13 | 57665 | G | 13 |  | Hydro |  | MIS_MNWI | Minnesota | 27 | Hennepin | 53 | 27053 | 0.6 | 0 | 2011 | 9999 |  |  | N | Hydro | [14 empty] | 0 | 0 | 0 | 0 | 0
SAF Hydroelectric LLC | 57665_G_14 | 57665 | G | 14 |  | Hydro |  | MIS_MNWI | Minnesota | 27 | Hennepin | 53 | 27053 | 0.6 | 0 | 2011 | 9999 |  |  | N | Hydro | [14 empty] | 0 | 0 | 0 | 0 | 0
SAF Hydroelectric LLC | 57665_G_15 | 57665 | G | 15 |  | Hydro |  | MIS_MNWI | Minnesota | 27 | Hennepin | 53 | 27053 | 0.6 | 0 | 2011 | 9999 |  |  | N | Hydro | [14 empty] | 0 | 0 | 0 | 0 | 0
SAF Hydroelectric LLC | 57665_G_16 | 57665 | G | 16 |  | Hydro |  | MIS_MNWI | Minnesota | 27 | Hennepin | 53 | 27053 | 0.6 | 0 | 2011 | 9999 |  |  | N | Hydro | [14 empty] | 0 | 0 | 0 | 0 | 0
SAF Hydroelectric LLC | 57665_G_2 | 57665 | G | 2 |  | Hydro |  | MIS_MNWI | Minnesota | 27 | Hennepin | 53 | 27053 | 0.6 | 0 | 2011 | 9999 |  |  | N | Hydro | [14 empty] | 0 | 0 | 0 | 0 | 0
SAF Hydroelectric LLC | 57665_G_3 | 57665 | G | 3 |  | Hydro |  | MIS_MNWI | Minnesota | 27 | Hennepin | 53 | 27053 | 0.6 | 0 | 2011 | 9999 |  |  | N | Hydro | [14 empty] | 0 | 0 | 0 | 0 | 0
SAF Hydroelectric LLC | 57665_G_4 | 57665 | G | 4 |  | Hydro |  | MIS_MNWI | Minnesota | 27 | Hennepin | 53 | 27053 | 0.6 | 0 | 2011 | 9999 |  |  | N | Hydro | [14 empty] | 0 | 0 | 0 | 0 | 0
SAF Hydroelectric LLC | 57665_G_5 | 57665 | G | 5 |  | Hydro |  | MIS_MNWI | Minnesota | 27 | Hennepin | 53 | 27053 | 0.6 | 0 | 2011 | 9999 |  |  | N | Hydro | [14 empty] | 0 | 0 | 0 | 0 | 0
SAF Hydroelectric LLC | 57665_G_6 | 57665 | G | 6 |  | Hydro |  | MIS_MNWI | Minnesota | 27 | Hennepin | 53 | 27053 | 0.6 | 0 | 2011 | 9999 |  |  | N | Hydro | [14 empty] | 0 | 0 | 0 | 0 | 0
SAF Hydroelectric LLC | 57665_G_7 | 57665 | G | 7 |  | Hydro |  | MIS_MNWI | Minnesota | 27 | Hennepin | 53 | 27053 | 0.6 | 0 | 2011 | 9999 |  |  | N | Hydro | [14 empty] | 0 | 0 | 0 | 0 | 0
SAF Hydroelectric LLC | 57665_G_8 | 57665 | G | 8 |  | Hydro |  | MIS_MNWI | Minnesota | 27 | Hennepin | 53 | 27053 | 0.6 | 0 | 2011 | 9999 |  |  | N | Hydro | [14 empty] | 0 | 0 | 0 | 0 | 0
SAF Hydroelectric LLC | 57665_G_9 | 57665 | G | 9 |  | Hydro |  | MIS_MNWI | Minnesota | 27 | Hennepin | 53 | 27053 | 0.6 | 0 | 2011 | 9999 |  |  | N | Hydro | [14 empty] | 0 | 0 | 0 | 0 | 0
Arlington Valley Solar Energy I | 57679_G_AVSE1 | 57679 | G | AVSE1 |  | Solar PV |  | WECC_AZ | Arizona | 4 | Maricopa | 13 | 04013 | 125 | 0 | 2014 | 9999 |  |  | N | Solar | [14 empty] | 0 | 0 | 0 | 0 | 0
Arlington Valley Solar Energy II | 57680_G_AVSE2 | 57680 | G | AVSE2 |  | Solar PV |  | WECC_AZ | Arizona | 4 | Maricopa | 13 | 04013 | 27.3 | 0 | 2013 | 9999 |  |  | N | Solar | [14 empty] | 0 | 0 | 0 | 0 | 0
Rinehart | 57685_G_1 | 57685 | G | 1 |  | Solar PV |  | FRCC | Florida | 12 | Seminole | 117 | 12117 | 10 | 0 | 2011 | 9999 |  |  | N | Solar | [14 empty] | 0 | 0 | 0 | 0 | 0
Sorrento | 57686_G_1 | 57686 | G | 1 |  | Solar PV |  | FRCC | Florida | 12 | Lake | 69 | 12069 | 40 | 0 | 2011 | 9999 |  |  | N | Solar | [14 empty] | 0 | 0 | 0 | 0 | 0
Vogtle | 649_G_3 | 649 | G | 3 |  | Nuclear |  | S_SOU | Georgia | 13 | Burke | 33 | 13033 | 1100 | 10400 | 2019 | 2079 |  |  | N | Nuclear Fuel | [15 empty] | 0 | 0 | 0 | 0
Vogtle | 649_G_4 | 649 | G | 4 |  | Nuclear |  | S_SOU | Georgia | 13 | Burke | 33 | 13033 | 1100 | 10400 | 2020 | 2080 |  |  | N | Nuclear Fuel | [15 empty] | 0 | 0 | 0 | 0
V C Summer | 6127_G_2 | 6127 | G | 2 |  | Nuclear |  | S_VACA | South Carolina | 45 | Fairfield | 39 | 45039 | 1100 | 10400 | 2019 | 2079 |  |  | N | Nuclear Fuel | [15 empty] | 0 | 0 | 0 | 0
V C Summer | 6127_G_3 | 6127 | G | 3 |  | Nuclear |  | S_VACA | South Carolina | 45 | Fairfield | 39 | 45039 | 1100 | 10400 | 2020 | 2080 |  |  | N | Nuclear Fuel | [15 empty] | 0 | 0 | 0 | 0
IMPORT1 | IMPORT1 | 0 | I | 1 |  | Import |  | WEC_SDGE | California | 6 | San Diego | 73 | 06073 | 200 | 0 | 2015 | 9999 |  |  | N | None | [14 empty] | 0 | 0 | 0 | 0 | 0
Canal | 1599_B_2 | 1599 | B | 2 |  | O/G Steam |  | NENGREST | Massachusetts | 25 | Barnstable | 1 | 25001 | 553 | 12233 | 1976 | 9999 |  |  | N | Natural Gas, Residual Fuel Oil |  |  |  |  | LNB + OFA | SNCR | [8 empty] | 1.21 | 0.15 | 0.15 | 0.15 | 0.15
Gilbert | 2393_G_8 | 2393 | G | 8 |  | Combined Cycle |  | PJM_EMAC | New Jersey | 34 | Hunterdon | 19 | 34019 | 90 | 11302 | 1977 | 9999 |  |  | N | Natural Gas, Distillate Fuel Oil | [14 empty] | 0.74 | 0.11502 | 0.11502 | 0.11502 | 0.11502
Howard Down | 2434_B_9 | 2434 | B | 10 |  | O/G Steam |  | PJM_EMAC | New Jersey | 34 | Cumberland | 11 | 34011 | 23 | 14427 | 1970 | 9999 |  |  | N | Residual Fuel Oil | [14 empty] | 1.5 | 0.2233 | 0.2233 | 0.2233 | 0.2233
Copper Mountain Solar I | 57205_G_PV01 | 57205 | G | PV01 |  | Solar PV |  | WECC_SNV | Nevada | 32 | Clark | 3 | 32003 | 10 | 0 | 2010 | 9999 |  |  | N | Solar | [15 empty] | 0 | 0 | 0 | 0
Loraine Windpower Park LLC | 57303_G_LWG3 | 57303 | G | LWG3 |  | Wind |  | ERC_WEST | Texas | 48 | Mitchell | 335 | 48335 | 100.5 | 0 | 2012 | 9999 |  |  | N | Wind | [15 empty] | 0 | 0 | 0 | 0
Waste Management Rolling Meadows LFGTE | 57023_G_GEN8 | 57023 | G | GEN8 |  | Landfill Gas |  | SPP_N | Kansas | 20 | SHAWNEE | 177 | 20177 | 0.8 | 13648 | 2013 | 9999 |  |  | N | Landfill Gas | [15 empty] | 0.043947 | 0.043947 | 0.043947 | 0.043947
Panda Stonewall Power Project | 83956_G_GEN1 | 83956 | G | GEN1 |  | Combined Cycle |  | PJM_Dom | Virginia | 51 | Loudoun | 107 | 51107 | 200 | 6430 | 2017 | 9999 |  |  | N | Natural Gas | [5 empty] | SCR | [9 empty] | 0.05 | 0.05 | 0.05 | 0.05
Panda Stonewall Power Project | 83956_G_GEN2 | 83956 | G | GEN2 |  | Combined Cycle |  | PJM_Dom | Virginia | 51 | Loudoun | 107 | 51107 | 200 | 6430 | 2017 | 9999 |  |  | N | Natural Gas | [5 empty] | SCR | [9 empty] | 0.05 | 0.05 | 0.05 | 0.05
Panda Stonewall Power Project | 83956_G_GEN3 | 83956 | G | GEN3 |  | Combined Cycle |  | PJM_Dom | Virginia | 51 | Loudoun | 107 | 51107 | 350 | 6430 | 2017 | 9999 |  |  | N | Natural Gas | [5 empty] | SCR | [9 empty] | 0.05 | 0.05 | 0.05 | 0.05
Lake Creek | 3502_B_ST1 | 3502 | B | ST1 | 2426 | O/G Steam |  | ERC_REST | Texas | 48 | McLennan | 309 | 48309 | 87 | 13240 | 1953 | 9999 |  |  | Y | Natural Gas, Distillate Fuel Oil | [14 empty] | 1.16 | 0.181 | 0.181 | 0.181 | 0.181
Lake Creek | 3502_B_ST2 | 3502 | B | ST2 | 2427 | O/G Steam |  | ERC_REST | Texas | 48 | McLennan | 309 | 48309 | 230 | 10896 | 1959 | 9999 |  |  | Y | Natural Gas, Distillate Fuel Oil | [14 empty] | 1.16 | 0.236 | 0.236 | 0.236 | 0.236

## NEEDS 5.15_Retired_by2016
Plant Name | UniqueID_Final | ORIS Plant Code | Boiler/Generator/Committed Unit | Unit ID | CAMD Database UnitID | PlantType | Combustion Turbine/IC Engine | Region Name | State Name | State Code | County | County Code | FIPS5 | Capacity (MW) | Heat Rate (Btu/kWh) | On Line Year | Retirement Year | Firing | Bottom | Cogen? | Modeled Fuels | Wet/DryScrubber | Scrubber_Online_Year | Scrubber Efficiency | Scrubber Efficiency_MATS | NOx Comb Control | NOx Post-Comb Control | SCR_Online_Year | SNCR_Online_Year | PM Control | PM Control_MATS | FlueGasConditioning_Flag | Mercury_Controls | ACI_Online_Year | Mercury_Controls Efficiency_MATS | SO2 Permit Rate (lbs/mmBtu) | Mode 1 NOx Rate (lbs/mmBtu) | Mode 2 NOx Rate (lbs/mmBtu) | Mode 3 NOx Rate (lbs/mmBtu) | Mode 4 NOx Rate (lbs/mmBtu) | Hg EMF for BIT_MATS | Hg EMF for SUB_MATS | Hg EMF for LIG_MATS | HCL Removal | HCL Removal_MATS | DSI Unit | BART Affected Unit | DSI Online Year | CCS Removal | C2G
Mount Tom | 1606_G_1 | 1606 | G | 1 | 1108 | Coal Steam |  | NENGREST | Massachusetts | 25 | Hampden | 13 | 25013 | 144 | 10623 | 1960 | 2014 | wall | dry | N | Bituminous | Dry Scrubber | 2015 | 92.51 | 92.51 | LNB + OFA | SCR | 2006 |  | ESPC | ESPC | No | ACI | 2015 | 90 | 1.2 | 0.10415 | 0.07 | 0.10415 | 0.07 | 0.1 | 0.1 | 0.1 | 99 | 99
Shelby Municipal Light Plant | 2943_G_3 | 2943 | G | 3 |  | Coal Steam |  | PJM_West | Ohio | 39 | Richland | 139 | 39139 | 5 | 14500 | 1948 | 2012 |  |  | N | Bituminous | [10 empty] | NA |  |  |  | 7.7667 | 0.44513 | 0.44513 | 0.44513 | 0.44513 | 1 | 1 | 1
Yates | 728_G_4 | 728 | G | 4 | 554 | Coal Steam |  | S_SOU | Georgia | 13 | Coweta | 77 | 13077 | 133 | 10863 | 1957 | 2015 | tangential | dry | N | Bituminous |  |  |  |  | LNC1 |  |  |  | ESPC | ESPC | No |  |  |  | 4.72 | 0.36441 | 0.36441 | 0.25219 | 0.25219 | 0.64 | 0.97 | 1
Yates | 728_G_5 | 728 | G | 5 | 555 | Coal Steam |  | S_SOU | Georgia | 13 | Coweta | 77 | 13077 | 135 | 10900 | 1958 | 2015 | tangential | dry | N | Bituminous |  |  |  |  | LNC1 |  |  |  | ESPC | ESPC | No |  |  |  | 4.72 | 0.34378 | 0.34378 | 0.24024 | 0.24024 | 0.64 | 0.97 | 1
Colorado Energy Nations Company | 10003_B_BLR1 | 10003 | B | BLR1 |  | Coal Steam |  | WECC_CO | Colorado | 8 | Jefferson | 59 | 08059 | 8.1 | 8300 | 1976 | 2012 |  |  | Y | Bituminous | [10 empty] | NA |  |  |  | 1.5 | 0.44513 | 0.44513 | 0.44513 | 0.44513 | 1 | 1 | 1
Fair Station | 1218_B_1 | 1218 | B | 1 |  | Coal Steam |  | MIS_IA | Iowa | 19 | MUSCATINE | 139 | 19139 | 23 | 12968 | 1960 | 2013 | wall | dry | N | Bituminous | [8 empty] | ESPC | ESPC | No |  |  |  | 6 | 0.47467 | 0.47467 | 0.32 | 0.32 | 0.64 | 0.97 | 1
Fair Station | 1218_B_2 | 1218 | B | 2 | 807 | Coal Steam |  | MIS_IA | Iowa | 19 | MUSCATINE | 139 | 19139 | 41 | 12565 | 1967 | 2013 | wall | dry | N | Bituminous |  |  |  |  | LNB |  |  |  | ESPC | ESPC | Yes |  |  |  | 6 | 0.41139 | 0.41139 | 0.32 | 0.32 | 0.64 | 0.97 | 1 |  |  |  | Yes
Dale | 1385_B_1 | 1385 | B | 1 | 9393 | Coal Steam |  | S_C_KY | Kentucky | 21 | Clark | 49 | 21049 | 23 | 11485 | 1954 | 2015 | wall | dry | N | Bituminous |  |  |  |  | LNBO |  |  |  | ESPH | ESPH + B | No |  |  |  | 1.8 | 0.391 | 0.391 | 0.391 | 0.391 | 0.11 | 0.27 | 1
Dale | 1385_B_2 | 1385 | B | 2 | 9394 | Coal Steam |  | S_C_KY | Kentucky | 21 | Clark | 49 | 21049 | 23 | 11478 | 1954 | 2015 | wall | dry | N | Bituminous |  |  |  |  | LNBO |  |  |  | ESPH | ESPH + B | No |  |  |  | 1.8 | 0.391 | 0.391 | 0.391 | 0.391 | 0.11 | 0.27 | 1
Dale | 1385_B_3 | 1385 | B | 3 | 934 | Coal Steam |  | S_C_KY | Kentucky | 21 | Clark | 49 | 21049 | 74 | 11698 | 1957 | 2015 | wall | dry | N | Bituminous |  |  | 53 | 53 | LNB |  |  |  | ESPC | ESPC + B | No |  |  |  | 1.8 | 0.347 | 0.347 | 0.32 | 0.32 | 0.2 | 0.75 | 1 | 63 | 63 | Yes |  | 2015
Dale | 1385_B_4 | 1385 | B | 4 | 935 | Coal Steam |  | S_C_KY | Kentucky | 21 | Clark | 49 | 21049 | 75 | 11767 | 1960 | 2015 | wall | dry | N | Bituminous |  |  | 53 | 53 | LNB |  |  |  | ESPC | ESPC + B | No |  |  |  | 1.8 | 0.347 | 0.347 | 0.32 | 0.32 | 0.2 | 0.75 | 1 | 63 | 63 | Yes |  | 2015
James De Young | 1830_B_5 | 1830 | B | 5 | 1214 | Coal Steam |  | MIS_LMI | Michigan | 26 | Ottawa | 139 | 26139 | 27 | 13634 | 1969 | 2016 | wall | dry | N | Bituminous |  |  |  |  | LNB |  |  |  | ESPC | ESPC | No |  |  |  | 1.67 | 0.40217 | 0.40217 | 0.32 | 0.32 | 0.64 | 0.97 | 1 |  |  |  | Yes
Eckert Station | 1831_B_1 | 1831 | B | 1 | 1215 | Coal Steam |  | MIS_LMI | Michigan | 26 | Ingham | 65 | 26065 | 35 | 12697 | 1954 | 2016 | wall | dry | N | Bituminous, Subbituminous |  |  |  |  | LNB + SOFA |  |  |  | ESPC | ESPC + B | No |  |  |  | 1.67 | 0.24639 | 0.24639 | 0.24639 | 0.24639 | 0.2 | 0.75 | 1
Eckert Station | 1831_B_2 | 1831 | B | 2 | 1216 | Coal Steam |  | MIS_LMI | Michigan | 26 | Ingham | 65 | 26065 | 36 | 12825 | 1958 | 2016 | tangential | dry | N | Bituminous, Subbituminous | [8 empty] | ESPC | ESPC | No |  |  |  | 1.67 | 0.26756 | 0.26756 | 0.12259 | 0.12259 | 0.64 | 0.97 | 1
Eckert Station | 1831_B_3 | 1831 | B | 3 | 1217 | Coal Steam |  | MIS_LMI | Michigan | 26 | Ingham | 65 | 26065 | 34 | 12578 | 1961 | 2016 | tangential | dry | N | Bituminous, Subbituminous |  |  |  |  | LNB + SOFA |  |  |  | ESPC | ESPC + B | No |  |  |  | 1.67 | 0.16717 | 0.16717 | 0.16717 | 0.16717 | 0.2 | 0.75 | 1
Austin Northeast | 1961_B_NEPP | 1961 | B | NEPP | 1258 | Coal Steam |  | MIS_MNWI | Minnesota | 27 | MOWER | 99 | 27099 | 29 | 13843 | 1971 | 2015 | wall | dry | N | Bituminous |  |  |  |  | LNB |  |  |  | ESPC | ESPC | No |  |  |  | 4 | 0.75091 | 0.75091 | 0.49018 | 0.49018 | 0.64 | 0.97 | 1 |  |  |  | Yes
Silver Lake | 2008_B_1 | 2008 | B | 1 |  | Coal Steam |  | MIS_MNWI | Minnesota | 27 | Olmsted | 109 | 27109 | 9.6 | 14500 | 1948 | 2016 |  |  | N | Bituminous, Subbituminous | [5 empty] | SNCR |  | 2015 | ESPC + C | ESPC + C | No |  |  |  | 4 | 0.098399 | 0.098399 | 0.098399 | 0.098399 | 0.64 | 0.97 | 1
Silver Lake | 2008_B_2 | 2008 | B | 2 |  | Coal Steam |  | MIS_MNWI | Minnesota | 27 | Olmsted | 109 | 27109 | 14.3 | 14500 | 1953 | 2016 |  |  | N | Bituminous, Subbituminous | [8 empty] | ESPC + C | ESPC + C | No |  |  |  | 4 | 0.44513 | 0.44513 | 0.44513 | 0.44513 | 0.64 | 0.97 | 1
Silver Lake | 2008_B_3 | 2008 | B | 3 |  | Coal Steam |  | MIS_MNWI | Minnesota | 27 | Olmsted | 109 | 27109 | 23.5 | 14500 | 1962 | 2016 |  |  | N | Bituminous, Subbituminous | [8 empty] | ESPC + C | ESPC + C | No |  |  |  | 4 | 0.44513 | 0.44513 | 0.44513 | 0.44513 | 0.64 | 0.97 | 1 |  |  |  | Yes
Silver Lake | 2008_B_4 | 2008 | B | 4 | 1278 | Coal Steam |  | MIS_MNWI | Minnesota | 27 | Olmsted | 109 | 27109 | 57 | 14500 | 1969 | 2016 | wall | dry | N | Bituminous, Subbituminous | Dry Scrubber | 2010 | 85 | 90 | LNB + OFA | SNCR |  | 2005 | B | B | NA |  |  |  | 4 | 0.3323 | 0.2219 | 0.3323 | 0.2219 | 0.05 | 0.75 | 1 | 90 | 99 |  | Yes
Asbury | 2076_B_1 | 2076 | B | 1 | 1311 | Coal Steam |  | SPP_N | Missouri | 29 | Jasper | 97 | 29097 | 189 | 10812 | 1970 | 2014 | cyclone | wet | N | Bituminous, Subbituminous | Dry scrubber | 2014 | 92.51 | 92.51 | OFA | SCR | 2008 |  | B | B | NA | ACI | 2014 | 90 | 12 | 0.17918 | 0.17918 | 0.17918 | 0.17918 | 0.1 | 0.1 | 0.1 | 99 | 99 |  | Yes
Montrose | 2080_B_1 | 2080 | B | 1 | 1320 | Coal Steam |  | SPP_N | Missouri | 29 | Henry | 83 | 29083 | 169 | 10978 | 1958 | 2016 | tangential | dry | N | Subbituminous |  |  |  |  | other |  |  |  | ESPC | ESPC + B | Yes |  |  |  | 1.3 | 0.33613 | 0.33613 | 0.33613 | 0.33613 | 0.2 | 0.75 | 1
Four Corners | 2442_B_1 | 2442 | B | 1 | 1581 | Coal Steam |  | WECC_NM | New Mexico | 35 | San Juan | 45 | 35045 | 170 | 10358 | 1963 | 2013 | wall | dry | N | Subbituminous | Wet Scrubber | 1972 | 94 | 94 | LNB |  |  |  | WS | B + WS | NA |  |  |  | 0.87833 | 0.7858 | 0.7858 | 0.51295 | 0.51295 | 0.1 | 0.27 | 0.56 | 99 | 99 |  | Yes
Four Corners | 2442_B_2 | 2442 | B | 2 | 1582 | Coal Steam |  | WECC_NM | New Mexico | 35 | San Juan | 45 | 35045 | 170 | 10456 | 1963 | 2013 | wall | dry | N | Subbituminous | Wet Scrubber | 1972 | 94 | 94 | LNB |  |  |  | WS | B + WS | NA |  |  |  | 0.87833 | 0.6632 | 0.6632 | 0.43292 | 0.43292 | 0.1 | 0.27 | 0.56 | 99 | 99 |  | Yes
Four Corners | 2442_B_3 | 2442 | B | 3 | 1583 | Coal Steam |  | WECC_NM | New Mexico | 35 | San Juan | 45 | 35045 | 220 | 10231 | 1964 | 2013 | wall | dry | N | Subbituminous | Wet Scrubber | 1972 | 92 | 92 | LNB |  |  |  | WS | B + WS | NA |  |  |  | 0.87833 | 0.61674 | 0.61674 | 0.43335 | 0.43335 | 0.1 | 0.27 | 0.56 | 97 | 99 |  | Yes
New Castle Plant | 3138_B_3 | 3138 | B | 3 | 2093 | Coal Steam |  | PJM_ATSI | Pennsylvania | 42 | Lawrence | 73 | 42073 | 93 | 11265 | 1952 | 2015 | wall | dry | N | Bituminous |  |  |  |  | LNBO | SNCR |  | 2005 | ESPC | ESPC | No |  |  |  | 2.8 | 0.36315 | 0.36315 | 0.36315 | 0.36315 | 0.64 | 0.97 | 1
New Castle Plant | 3138_B_4 | 3138 | B | 4 | 2094 | Coal Steam |  | PJM_ATSI | Pennsylvania | 42 | Lawrence | 73 | 42073 | 95 | 11028 | 1958 | 2015 | wall | dry | N | Bituminous |  |  |  |  | LNBO | SNCR |  | 2005 | ESPC | ESPC | No |  |  |  | 2.8 | 0.34855 | 0.34855 | 0.34855 | 0.34855 | 0.64 | 0.97 | 1
New Castle Plant | 3138_B_5 | 3138 | B | 5 | 2095 | Coal Steam |  | PJM_ATSI | Pennsylvania | 42 | Lawrence | 73 | 42073 | 132 | 10846 | 1964 | 2015 | wall | dry | N | Bituminous |  |  |  |  | LNBO | SNCR |  | 2005 | ESPC | ESPC + B | No |  |  |  | 2.8 | 0.46978 | 0.46978 | 0.46978 | 0.46978 | 0.2 | 0.75 | 1 |  |  |  | Yes
Sunbury Generation LP | 3152_B_1A | 3152 | B | 1A | 2128 | Coal Steam |  | PJM_WMAC | Pennsylvania | 42 | Snyder | 109 | 42109 | 41 | 12526 | 1949 | 2014 | vertical | dry | N | Bituminous | Reagent Injection |  | 95 | 95 | LNBO |  |  |  | B + C | B + C | NA |  |  |  | 3.7 | 0.25638 | 0.25638 | 0.25638 | 0.25638 | 0.11 | 0.27 | 1 | 95 | 95
Sunbury Generation LP | 3152_B_1B | 3152 | B | 1B | 2129 | Coal Steam |  | PJM_WMAC | Pennsylvania | 42 | Snyder | 109 | 42109 | 41 | 12526 | 1949 | 2014 | vertical | dry | N | Bituminous | Reagent Injection |  | 95 | 95 | LNBO |  |  |  | B + C | B + C | NA |  |  |  | 3.7 | 0.25447 | 0.25447 | 0.25447 | 0.25447 | 0.11 | 0.27 | 1 | 95 | 95
Sunbury Generation LP | 3152_B_2A | 3152 | B | 2A | 2130 | Coal Steam |  | PJM_WMAC | Pennsylvania | 42 | Snyder | 109 | 42109 | 41 | 12526 | 1949 | 2014 | vertical | wet | N | Bituminous |  |  |  |  | LNBO |  |  |  | B + C | B + C | NA |  |  |  | 3.7 | 0.29692 | 0.29692 | 0.29692 | 0.29692 | 0.11 | 0.27 | 1
Sunbury Generation LP | 3152_B_2B | 3152 | B | 2B | 2131 | Coal Steam |  | PJM_WMAC | Pennsylvania | 42 | Snyder | 109 | 42109 | 41 | 12526 | 1949 | 2014 | vertical | wet | N | Bituminous |  |  |  |  | LNBO |  |  |  | B + C | B + C | NA |  |  |  | 3.7 | 0.0556 | 0.0556 | 0.0556 | 0.0556 | 0.11 | 0.27 | 1
Sunbury Generation LP | 3152_B_3 | 3152 | B | 3 | 2132 | Coal Steam |  | PJM_WMAC | Pennsylvania | 42 | Snyder | 109 | 42109 | 90 | 12526 | 1951 | 2014 | wall | dry | N | Bituminous |  |  |  |  | LNBO |  |  |  | ESPC | ESPC | Yes |  |  |  | 3.7 | 0.27841 | 0.27841 | 0.27841 | 0.27841 | 0.64 | 0.97 | 1
Sunbury Generation LP | 3152_B_4 | 3152 | B | 4 | 2133 | Coal Steam |  | PJM_WMAC | Pennsylvania | 42 | Snyder | 109 | 42109 | 128 | 12364 | 1953 | 2014 | wall | dry | N | Bituminous |  |  |  |  | LNBO |  |  |  | ESPC | ESPC + B | Yes |  |  |  | 3.7 | 0.26559 | 0.26559 | 0.26559 | 0.26559 | 0.2 | 0.75 | 1
Yorktown | 3809_B_2 | 3809 | B | 2 | 2531 | Coal Steam |  | PJM_Dom | Virginia | 51 | York | 199 | 51199 | 164 | 10310 | 1959 | 2014 | tangential | dry | N | Bituminous |  |  |  |  | LNB + OFA | SNCR |  | 2002 | ESPC | ESPC + B | No |  |  |  | 2.64 | 0.53981 | 0.53981 | 0.35367 | 0.35367 | 0.2 | 0.75 | 1
Mitchell | 3948_B_2 | 3948 | B | 2 | 2564 | Coal Steam |  | PJM_West | West Virginia | 54 | Marshall | 51 | 54051 | 790 | 9741 | 1971 | 2013 | wall | dry | N | Bituminous | Wet Scrubber | 2006 | 98 | 98 | LNB | SCR | 2007 |  | ESPC | ESPC | No |  |  |  | 1.2 | 0.050622 | 0.050622 | 0.050622 | 0.050622 | 0.1 | 0.84 | 0.56 | 99 | 99 |  | Yes
Colbert | 47_B_1 | 47 | B | 1 | 35 | Coal Steam |  | S_C_TVA | Alabama | 1 | Colbert | 33 | 01033 | 178 | 10553 | 1955 | 2016 | wall | dry | N | Bituminous, Subbituminous |  |  |  |  | LNB |  |  |  | ESPC | ESPC | No |  |  |  | 2.2 | 0.43287 | 0.43287 | 0.3342 | 0.3342 | 0.64 | 0.97 | 1
Colbert | 47_B_2 | 47 | B | 2 | 36 | Coal Steam |  | S_C_TVA | Alabama | 1 | Colbert | 33 | 01033 | 178 | 10466 | 1955 | 2016 | wall | dry | N | Bituminous, Subbituminous |  |  |  |  | LNB |  |  |  | ESPC | ESPC + B | No |  |  |  | 2.2 | 0.43221 | 0.43221 | 0.33375 | 0.33375 | 0.2 | 0.75 | 1
Colbert | 47_B_3 | 47 | B | 3 | 37 | Coal Steam |  | S_C_TVA | Alabama | 1 | Colbert | 33 | 01033 | 178 | 10455 | 1955 | 2016 | wall | dry | N | Bituminous, Subbituminous |  |  |  |  | LNB |  |  |  | ESPC | ESPC | No |  |  |  | 2.2 | 0.42642 | 0.42642 | 0.32976 | 0.32976 | 0.64 | 0.97 | 1
Colbert | 47_B_4 | 47 | B | 4 | 38 | Coal Steam |  | S_C_TVA | Alabama | 1 | Colbert | 33 | 01033 | 178 | 10497 | 1955 | 2016 | wall | dry | N | Bituminous, Subbituminous |  |  |  |  | LNB |  |  |  | ESPC | ESPC | No |  |  |  | 2.2 | 0.43455 | 0.43455 | 0.33536 | 0.33536 | 0.64 | 0.97 | 1
Colbert | 47_B_5 | 47 | B | 5 | 39 | Coal Steam |  | S_C_TVA | Alabama | 1 | Colbert | 33 | 01033 | 472 | 10492 | 1965 | 2016 | wall | dry | N | Bituminous, Subbituminous |  |  |  |  | LNB | SCR | 2003 |  | ESPC | ESPC | No |  |  |  | 4 | 0.065293 | 0.065293 | 0.065293 | 0.065293 | 0.64 | 0.97 | 1 |  |  |  | Yes
Lamar Plant | 508_B_4 | 508 | B | 4 | 89621 | Coal Steam |  | WECC_CO | Colorado | 8 | Prowers | 99 | 08099 | 40 | 14500 | 1972 | 1989 | FBC | dry | N | Subbituminous | Reagent Injection |  | 91.6 | 91.6 | CF + LA + OFA |  |  |  | B | B | NA |  |  |  | 0.86038 | 0.21208 | 0.21208 | 0.21208 | 0.21208 | 0.05 | 0.43 | 0.43 | 95 | 95
Piney Creek Project | 54144_B_BRBR1 | 54144 | B | BRBR1 | 3756 | Coal Steam |  | PJM_PENE | Pennsylvania | 42 | CLARION | 31 | 42031 | 32 | 13354 | 1992 | 2013 | FBC | dry | N | Waste Coal | Dry Scrubber | 1992 | 97.2 | 97.2 | OFA | SNCR |  | 2003 | B | B | NA |  |  |  | 1 | 0.1537 | 0.122 | 0.1537 | 0.08 | 0.01 | 0.01 | 0.01 | 99 | 99
Monticello | 6147_B_1 | 6147 | B | 1 | 2807 | Coal Steam |  | ERC_REST | Texas | 48 | Titus | 449 | 48449 | 565 | 11162 | 1974 | 2013 | tangential | dry | N | Lignite, Subbituminous |  |  |  |  | LNC2 | SNCR |  | 2009 | ESPC + B | ESPC + B | Yes | ACI | 2009 | 90 | 3 | 0.12536 | 0.12536 | 0.12536 | 0.12536 | 0.1 | 0.1 | 0.1 |  |  |  | Yes
Monticello | 6147_B_2 | 6147 | B | 2 | 2808 | Coal Steam |  | ERC_REST | Texas | 48 | Titus | 449 | 48449 | 565 | 11156 | 1975 | 2013 | tangential | dry | N | Lignite, Subbituminous |  |  |  |  | LNC2 | SNCR |  | 2008 | ESPC + B | ESPC + B | Yes | ACI | 2009 | 90 | 3 | 0.12366 | 0.12366 | 0.12366 | 0.12366 | 0.1 | 0.1 | 0.1 |  |  |  | Yes
Scholz | 642_B_1 | 642 | B | 1 | 463 | Coal Steam |  | S_SOU | Florida | 12 | Jackson | 63 | 12063 | 46 | 12377 | 1953 | 2015 | wall | dry | N | Bituminous | [8 empty] | ESPC | ESPC | No |  |  |  | 6.17 | 0.53937 | 0.53937 | 0.32 | 0.32 | 0.64 | 0.97 | 1
Scholz | 642_B_2 | 642 | B | 2 | 464 | Coal Steam |  | S_SOU | Florida | 12 | Jackson | 63 | 12063 | 46 | 12563 | 1953 | 2015 | wall | dry | N | Bituminous | [8 empty] | ESPC | ESPC | No |  |  |  | 6.17 | 0.55155 | 0.55155 | 0.32 | 0.32 | 0.64 | 0.97 | 1
Mitchell | 727_B_3 | 727 | B | 3 | 550 | Coal Steam |  | S_SOU | Georgia | 13 | Dougherty | 95 | 13095 | 155 | 10729 | 1964 | 2013 | tangential | dry | N | Bituminous | [8 empty] | ESPC | ESPC | No |  |  |  | 4.72 | 0.57982 | 0.57982 | 0.25696 | 0.25696 | 0.64 | 0.97 | 1
Yates | 728_B_Y1BR | 728 | B | Y1BR | 551 | Coal Steam |  | S_SOU | Georgia | 13 | Coweta | 77 | 13077 | 97 | 11192 | 1950 | 2015 | tangential | dry | N | Bituminous | Wet Scrubber | 1992 | 90 | 90 | FU + LNB |  |  |  | ESPC + WS | ESPC + B + WS | Yes |  |  |  | 4.72 | 0.3538 | 0.3538 | 0.24611 | 0.24611 | 0.3 | 0.3 | 0.56 | 95 | 99
Yates | 728_B_Y2BR | 728 | B | Y2BR | 552 | Coal Steam |  | S_SOU | Georgia | 13 | Coweta | 77 | 13077 | 103 | 10829 | 1950 | 2015 | tangential | dry | N | Bituminous |  |  |  |  | FU |  |  |  | ESPC | ESPC + B | No |  |  |  | 4.72 | 0.34575 | 0.34575 | 0.24 | 0.24 | 0.2 | 0.75 | 1
Yates | 728_B_Y3BR | 728 | B | Y3BR | 553 | Coal Steam |  | S_SOU | Georgia | 13 | Coweta | 77 | 13077 | 111 | 10875 | 1952 | 2015 | tangential | dry | N | Bituminous |  |  |  |  | FU |  |  |  | ESPC | ESPC + B | No |  |  |  | 4.72 | 0.36679 | 0.36679 | 0.24 | 0.24 | 0.2 | 0.75 | 1
Kraft | 733_B_1 | 733 | B | 1 | 558 | Coal Steam |  | S_SOU | Georgia | 13 | Chatham | 51 | 13051 | 48 | 11346 | 1953 | 2016 | tangential | dry | N | Bituminous | [8 empty] | ESPC | ESPC | No |  |  |  | 4.72 | 0.44024 | 0.44024 | 0.24 | 0.24 | 0.64 | 0.97 | 1
Kraft | 733_B_2 | 733 | B | 2 | 559 | Coal Steam |  | S_SOU | Georgia | 13 | Chatham | 51 | 13051 | 52 | 11245 | 1961 | 2016 | tangential | dry | N | Bituminous | [8 empty] | ESPC | ESPC | No |  |  |  | 4.72 | 0.4512 | 0.4512 | 0.24 | 0.24 | 0.64 | 0.97 | 1
Cogen South | 7737_B_B001 | 7737 | B | B001 | 88328 | Coal Steam |  | S_VACA | South Carolina | 45 | Charleston | 19 | 45019 | 45 | 14500 | 1999 | 2011 | wall | dry | Y | Bituminous | Dry Scrubber | 1999 | 91.6 | 91.6 | LNB |  |  |  | B | B | NA |  |  |  | 2.3 | 0.3059 | 0.3059 | 0.3059 | 0.3059 | 0.05 | 0.75 | 1 | 96.6 | 99
Cogen South | 7737_B_RB01 | 7737 | B | RB01 | 88328 | Coal Steam |  | S_VACA | South Carolina | 45 | Charleston | 19 | 45019 | 45 | 14500 | 1999 | 2011 | wall | dry | Y | Bituminous | [8 empty] | ESPH | ESPH | No |  |  |  | 2.3 | 0.3059 | 0.3059 | 0.3059 | 0.3059 | 0.9 | 0.94 | 1
Will County | 884_B_3 | 884 | B | 3 | 602 | Coal Steam |  | PJM_COMD | Illinois | 17 | Will | 197 | 17197 | 251 | 10670 | 1957 | 2015 | tangential | dry | N | Bituminous, Subbituminous |  |  |  |  | LNC3 | SNCR |  | 2012 | ESPH | ESPH | No | ACI | 2009 | 90 | 1.8 | 0.1289 | 0.1289 | 0.1289 | 0.1289 | 0.1 | 0.1 | 0.1
Eagle Valley | 991_B_6 | 991 | B | 6 | 690 | Coal Steam |  | MIS_INKY | Indiana | 18 | Morgan | 109 | 18109 | 99 | 11623 | 1956 | 2014 | tangential | dry | N | Bituminous |  |  |  |  | LNC2 |  |  |  | ESPC | ESPC + B | No |  |  |  | 2.57 | 0.28265 | 0.28265 | 0.24 | 0.24 | 0.2 | 0.75 | 1
B C Cobb | 1695_B_4 | 1695 | B | 4 | 1147 | Coal Steam |  | MIS_LMI | Michigan | 26 | Muskegon | 121 | 26121 | 156 | 10788 | 1956 | 2016 | tangential | dry | N | Bituminous, Subbituminous | [8 empty] | ESPC | ESPC + B | Yes |  |  |  | 1.67 | 0.35985 | 0.35985 | 0.14106 | 0.14106 | 0.2 | 0.75 | 1
B C Cobb | 1695_B_5 | 1695 | B | 5 | 1148 | Coal Steam |  | MIS_LMI | Michigan | 26 | Muskegon | 121 | 26121 | 156 | 10846 | 2000 | 2016 | tangential | dry | N | Bituminous, Subbituminous |  |  |  |  | LNC3 |  |  |  | ESPC | ESPC + B | Yes |  |  |  | 1.67 | 0.17882 | 0.17882 | 0.17882 | 0.17882 | 0.2 | 0.75 | 1
J C Weadock | 1720_B_7 | 1720 | B | 7 | 1160 | Coal Steam |  | MIS_LMI | Michigan | 26 | Bay | 17 | 26017 | 155 | 9814 | 1955 | 2016 | tangential | dry | N | Bituminous, Subbituminous |  |  |  |  | LNC1 |  |  |  | ESPC | ESPC + B | Yes |  |  |  | 1.67 | 0.28462 | 0.28462 | 0.18692 | 0.18692 | 0.2 | 0.75 | 1
J C Weadock | 1720_B_8 | 1720 | B | 8 | 1161 | Coal Steam |  | MIS_LMI | Michigan | 26 | Bay | 17 | 26017 | 151 | 9812 | 1958 | 2016 | tangential | dry | N | Bituminous, Subbituminous |  |  |  |  | LNC1 |  |  |  | ESPC | ESPC | Yes |  |  |  | 1.67 | 0.30541 | 0.30541 | 0.20058 | 0.20058 | 0.64 | 0.97 | 1
J R Whiting | 1723_B_1 | 1723 | B | 1 | 1162 | Coal Steam |  | MIS_LMI | Michigan | 26 | Monroe | 115 | 26115 | 97 | 11165 | 1952 | 2016 | wall | dry | N | Bituminous, Subbituminous | [8 empty] | ESPC | ESPC + B | Yes |  |  |  | 1.67 | 0.25278 | 0.25278 | 0.25278 | 0.25278 | 0.2 | 0.75 | 1
J R Whiting | 1723_B_2 | 1723 | B | 2 | 1163 | Coal Steam |  | MIS_LMI | Michigan | 26 | Monroe | 115 | 26115 | 101 | 11115 | 1953 | 2016 | wall | dry | N | Bituminous, Subbituminous | [8 empty] | ESPC | ESPC + B | Yes |  |  |  | 1.67 | 0.2529 | 0.2529 | 0.2529 | 0.2529 | 0.2 | 0.75 | 1
J R Whiting | 1723_B_3 | 1723 | B | 3 | 1164 | Coal Steam |  | MIS_LMI | Michigan | 26 | Monroe | 115 | 26115 | 124 | 11146 | 1953 | 2016 | wall | dry | N | Bituminous, Subbituminous | [8 empty] | ESPC | ESPC + B | Yes |  |  |  | 1.67 | 0.25426 | 0.25426 | 0.25426 | 0.25426 | 0.2 | 0.75 | 1
Alma | 4140_B_B4 | 4140 | B | B4 | 2628 | Coal Steam |  | MIS_MNWI | Wisconsin | 55 | Buffalo | 11 | 55011 | 48 | 11930 | 1957 | 2016 | wall | dry | N | Bituminous, Subbituminous |  |  | 53 | 53 | LNB + OFA | SNCR |  | 2009 | B | B | NA | ACI | 2015 | 90 | 1 | 0.35 | 0.35 | 0.35 | 0.35 | 0.1 | 0.1 | 0.1 | 63 | 63 | Yes |  | 2015
Alma | 4140_B_B5 | 4140 | B | B5 | 2629 | Coal Steam |  | MIS_MNWI | Wisconsin | 55 | Buffalo | 11 | 55011 | 72 | 11800 | 1960 | 2016 | wall | dry | N | Bituminous, Subbituminous |  |  | 53 | 53 | LNB + OFA | SNCR |  | 2008 | B | B | NA | ACI | 2015 | 90 | 1 | 0.35 | 0.35 | 0.35 | 0.35 | 0.1 | 0.1 | 0.1 | 63 | 63 | Yes |  | 2015
Two Elk Generating Station | 55360_B_GEN1 | 55360 | B | GEN1 |  | Coal Steam |  | WECC_WY | Wyoming | 56 | Campbell | 5 | 56005 | 275 | 10386 | 2012 | 2016 | wall | dry | N | Waste Coal | Dry Scrubber | 2012 | 85 | 94 | LNB + OFA | SCR | 2012 |  | B | B | NA |  |  |  | 0.132 | 0.037803 | 0.037803 | 0.037803 | 0.037803 | 0.01 | 0.01 | 0.01 | 90 | 99
Greene Energy Resource Recovery Project | 56664_B_1 | 56664 | B | 1 |  | Coal Steam |  | PJM_AP | Pennsylvania | 42 | Greene | 59 | 42059 | 525 | 11429 | 2015 | 2016 | FBC | dry | N | Waste Coal | Dry Scrubber | 2015 | 97.8 | 97.8 |  | SNCR |  | 2015 | B | B | NA |  |  |  | 0.13 | 0.044983 | 0.044983 | 0.044983 | 0.044983 | 0.01 | 0.01 | 0.01 | 99 | 99
Harbor Beach | 1731_B_1 | 1731 | B | 1 | 1177 | Coal Steam |  | MIS_LMI | Michigan | 26 | Huron | 63 | 26063 | 95 | 12659 | 1968 | 2016 | wall | dry | N | Bituminous |  |  |  |  | LNCB |  |  |  | ESPC | ESPC + B | Yes |  |  |  | 1.67 | 0.61478 | 0.61478 | 0.61478 | 0.61478 | 0.2 | 0.75 | 1 |  |  |  | Yes
AES Westover | 2526_B_13 | 2526 | B | 13 | 1756 | Coal Steam |  | NY_Z_C&E | New York | 36 | Broome | 7 | 36007 | 84 | 10840 | 1951 | 2012 | tangential | dry | Y | Bituminous | Dry Scrubber | 2010 | 95 | 95 | OFA | SCR | 2010 |  | B | B | NA |  |  |  | 3.4 | 0.207 | 0.07 | 0.207 | 0.07 | 0.05 | 0.75 | 1 | 99 | 99
AES Greenidge LLC | 2527_B_6 | 2527 | B | 6 | 1759 | Coal Steam |  | NY_Z_C&E | New York | 36 | Yates | 123 | 36123 | 108 | 10906 | 1953 | 2012 | tangential | dry | N | Bituminous | Dry Scrubber | 2006 | 94.1 | 94.1 | OFA | SCR | 2008 |  | B | B | NA | ACI | 2009 | 90 | 3.8 | 0.2419 | 0.07 | 0.2419 | 0.07 | 0.1 | 0.1 | 0.1 | 99 | 99
Harllee Branch | 709_B_3 | 709 | B | 3 | 544 | Coal Steam |  | S_SOU | Georgia | 13 | Putnam | 237 | 13237 | 509 | 9931 | 1968 | 2015 | cell | dry | N | Bituminous | Wet Scrubber | 2014 | 97.28 | 97.28 | LNCB | SCR | 2014 |  | ESPC | ESPC + B | No |  |  |  | 4.72 | 0.40438 | 0.07 | 0.40438 | 0.07 | 0.1 | 0.3 | 0.56 | 99 | 99 |  | Yes
Harllee Branch | 709_B_4 | 709 | B | 4 | 545 | Coal Steam |  | S_SOU | Georgia | 13 | Putnam | 237 | 13237 | 507 | 9951 | 1969 | 2015 | cell | dry | N | Bituminous | Wet Scrubber | 2014 | 97.28 | 97.28 | LNCB | SCR | 2014 |  | ESPC | ESPC + B | No |  |  |  | 4.72 | 0.40688 | 0.07 | 0.40688 | 0.07 | 0.1 | 0.3 | 0.56 | 99 | 99 |  | Yes
Kraft | 733_B_3 | 733 | B | 3 | 560 | Coal Steam |  | S_SOU | Georgia | 13 | Chatham | 51 | 13051 | 101 | 11399 | 1965 | 2016 | tangential | dry | N | Bituminous | [8 empty] | ESPC | ESPC | No |  |  |  | 4.72 | 0.45095 | 0.45095 | 0.24 | 0.24 | 0.64 | 0.97 | 1 |  |  |  | Yes
Edgewater | 4050_B_3 | 4050 | B | 3 | 2598 | Coal Steam |  | MIS_WUMS | Wisconsin | 55 | Sheboygan | 117 | 55117 | 70 | 10469 | 1951 | 2016 | cyclone | wet | N | Subbituminous |  |  |  |  | OFA | SNCR |  | 2009 | ESPC | ESPC | Yes |  |  |  | 3.2 | 0.20038 | 0.20038 | 0.20038 | 0.20038 | 0.64 | 0.97 | 1
Welsh | 6139_B_2 | 6139 | B | 2 | 2802 | Coal Steam |  | SPP_WEST | Texas | 48 | Titus | 449 | 48449 | 528 | 10411 | 1980 | 2014 | wall | dry | N | Subbituminous |  |  |  |  | LNB + OFA |  |  |  | ESPH | ESPH | No |  |  |  | 1.1 | 0.17643 | 0.17643 | 0.17643 | 0.17643 | 0.9 | 0.94 | 1 |  |  |  | Yes
Dolphus M Grainger | 3317_G_1 | 3317 | G | 1 | 2235 | Coal Steam |  | S_VACA | South Carolina | 45 | Horry | 51 | 45051 | 83 | 10715 | 1966 | 2013 | wall | dry | N | Bituminous |  |  |  |  | LNB |  |  |  | ESPC | ESPC | No |  |  |  | 7 | 0.45678 | 0.45678 | 0.35041 | 0.35041 | 0.64 | 0.97 | 1
Dolphus M Grainger | 3317_G_2 | 3317 | G | 2 | 2236 | Coal Steam |  | S_VACA | South Carolina | 45 | Horry | 51 | 45051 | 83 | 10709 | 1966 | 2013 | wall | dry | N | Bituminous |  |  |  |  | LNB |  |  |  | ESPC | ESPC | No |  |  |  | 7 | 0.44551 | 0.44551 | 0.34283 | 0.34283 | 0.64 | 0.97 | 1
Taconite Harbor Energy Center | 10075_B_3 | 10075 | B | 3 | 9005 | Coal Steam |  | MIS_MNWI | Minnesota | 27 | Cook | 31 | 27031 | 76 | 11412 | 1967 | 2015 | tangential | dry | N | Subbituminous |  |  | 0 | 0 | ROFA | SNCR |  | 2009 | ESPH | ESPH | No | ACI | 2008 | 90 | 0.78 | 0.38442 | 0.38442 | 0.21271 | 0.21271 | 0.1 | 0.1 | 0.1 | 0 | 0 |  | Yes
AES Thames | 10675_B_A | 10675 | B | A | 3569 | Coal Steam |  | NENG_CT | Connecticut | 9 | New London | 11 | 09011 | 90 | 9962 | 1990 | 2011 | FBC | dry | Y | Bituminous | Dry Scrubber | 1990 | 97 | 97 | CF |  |  |  | B | B | NA |  |  |  | 0.32 | 0.0912 | 0.0912 | 0.0912 | 0.0912 | 0.05 | 0.43 | 0.43 | 99 | 99
AES Thames | 10675_B_B | 10675 | B | B | 3570 | Coal Steam |  | NENG_CT | Connecticut | 9 | New London | 11 | 09011 | 90 | 9962 | 1990 | 2011 | FBC | dry | Y | Bituminous | Dry Scrubber | 1990 | 97 | 97 | CF |  |  |  | B | B | NA |  |  |  | 0.32 | 0.0863 | 0.0863 | 0.0863 | 0.0863 | 0.05 | 0.43 | 0.43 | 99 | 99
Prairie Creek | 1073_B_2 | 1073 | B | 2 |  | Coal Steam |  | MIS_IA | Iowa | 19 | Linn | 113 | 19113 | 2.1 | 12109 | 1950 | 2010 | stoker/SPR | dry | Y | Bituminous, Subbituminous | [8 empty] | ESPC | ESPC | No |  |  |  | 5 | 0.5146 | 0.5146 | 0.43741 | 0.43741 | 0.64 | 0.97 | 1
Chamois | 2169_B_1 | 2169 | B | 1 |  | Coal Steam |  | S_D_N_AR | Missouri | 29 | Osage | 151 | 29151 | 16 | 12501 | 1953 | 2013 | cyclone | wet | N | Bituminous, Subbituminous | [8 empty] | ESPC | ESPC | No |  |  |  | 6.7 | 0.76254 | 0.76254 | 0.64816 | 0.64816 | 0.64 | 0.97 | 1
Chamois | 2169_B_2 | 2169 | B | 2 | 1362 | Coal Steam |  | S_D_N_AR | Missouri | 29 | Osage | 151 | 29151 | 47 | 11745 | 1960 | 2013 | cyclone | wet | N | Bituminous, Subbituminous | [8 empty] | ESPC | ESPC + B | No |  |  |  | 6.7 | 0.89327 | 0.89327 | 0.75928 | 0.75928 | 0.2 | 0.75 | 1
Reid Gardner | 2324_B_1 | 2324 | B | 1 | 1401 | Coal Steam |  | WECC_SNV | Nevada | 32 | Clark | 3 | 32003 | 100 | 11132 | 1965 | 2014 | wall | dry | N | Bituminous | Wet Scrubber | 1976 | 90.5 | 90.5 | LNB + OFA |  |  |  | B | B | NA |  |  |  | 0.055 | 0.24884 | 0.24884 | 0.24884 | 0.24884 | 0.1 | 0.27 | 0.56 | 95.5 | 99 |  | Yes
Reid Gardner | 2324_B_2 | 2324 | B | 2 | 1402 | Coal Steam |  | WECC_SNV | Nevada | 32 | Clark | 3 | 32003 | 100 | 11106 | 1968 | 2014 | wall | dry | N | Bituminous | Wet Scrubber | 1976 | 90.5 | 90.5 | LNB + OFA |  |  |  | B | B | NA |  |  |  | 0.55 | 0.25316 | 0.25316 | 0.25316 | 0.25316 | 0.1 | 0.27 | 0.56 | 95.5 | 99 |  | Yes
Reid Gardner | 2324_B_3 | 2324 | B | 3 | 1403 | Coal Steam |  | WECC_SNV | Nevada | 32 | Clark | 3 | 32003 | 98 | 11640 | 1976 | 2014 | wall | dry | N | Bituminous | Wet Scrubber | 1976 | 90.5 | 90.5 | LNB + OFA |  |  |  | B | B | NA |  |  |  | 0.55 | 0.20491 | 0.20491 | 0.20491 | 0.20491 | 0.1 | 0.27 | 0.56 | 95.5 | 99 |  | Yes
B L England | 2378_B_1 | 2378 | B | 1 | 1426 | Coal Steam |  | PJM_EMAC | New Jersey | 34 | Cape May | 9 | 34009 | 113 | 11089 | 1962 | 2014 | cyclone | wet | N | Bituminous, Subbituminous | Wet Scrubber | 2011 | 93 | 93 | OFA | SNCR |  | 2000 | ESPC | ESPC | No |  |  |  | 3.8 | 0.34808 | 0.26106 | 0.34808 | 0.26106 | 0.34 | 0.84 | 0.56 | 98 | 98
Hatfields Ferry Power Station | 3179_B_1 | 3179 | B | 1 | 2180 | Coal Steam |  | PJM_AP | Pennsylvania | 42 | Greene | 59 | 42059 | 506 | 10394 | 1969 | 2013 | cell | dry | N | Bituminous, Subbituminous | Wet Scrubber | 2009 | 95 | 95 | LNB + OFA |  |  |  | ESPC + WS | ESPC + WS | No |  |  |  | 0.0325 | 0.48757 | 0.48757 | 0.48757 | 0.48757 | 0.34 | 0.84 | 0.56 | 99 | 99 |  | Yes
Hatfields Ferry Power Station | 3179_B_2 | 3179 | B | 2 | 2181 | Coal Steam |  | PJM_AP | Pennsylvania | 42 | Greene | 59 | 42059 | 506 | 10254 | 1970 | 2013 | cell | dry | N | Bituminous, Subbituminous | Wet Scrubber | 2009 | 95 | 95 | LNCB + OFA |  |  |  | ESPC + WS | ESPC + WS | No |  |  |  | 0.325 | 0.46897 | 0.46897 | 0.46897 | 0.46897 | 0.34 | 0.84 | 0.56 | 99 | 99 |  | Yes
Hatfields Ferry Power Station | 3179_B_3 | 3179 | B | 3 | 2182 | Coal Steam |  | PJM_AP | Pennsylvania | 42 | Greene | 59 | 42059 | 506 | 10349 | 1971 | 2013 | cell | dry | N | Bituminous, Subbituminous | Wet Scrubber | 2009 | 95 | 95 | LNCB + OFA | SNCR |  | 2004 | ESPC + WS | ESPC + WS | No |  |  |  | 0.0325 | 0.46362 | 0.46362 | 0.46362 | 0.46362 | 0.34 | 0.84 | 0.56 | 99 | 99 |  | Yes
FirstEnergy Mitchell Power Station | 3181_B_33 | 3181 | B | 33 | 2186 | Coal Steam |  | PJM_AP | Pennsylvania | 42 | Washington | 125 | 42125 | 278 | 10577 | 1963 | 2013 | tangential | dry | N | Bituminous | Wet Scrubber | 1980 | 95 | 95 | LNC3 |  |  |  | ESPC | ESPC + B | No |  |  |  | 0.5 | 0.32472 | 0.32472 | 0.32472 | 0.32472 | 0.3 | 0.3 | 0.56 | 99 | 99 |  | Yes
Canadys Steam | 3280_B_CAN2 | 3280 | B | CAN2 | 2220 | Coal Steam |  | S_VACA | South Carolina | 45 | Colleton | 29 | 45029 | 115 | 10377 | 1964 | 2014 | tangential | wet | N | Bituminous |  |  |  |  | LNC1 |  |  |  | ESPC | ESPC | Yes |  |  |  | 3.5 | 0.36872 | 0.36872 | 0.25462 | 0.25462 | 0.64 | 0.97 | 1 |  |  |  | Yes
Canadys Steam | 3280_B_CAN3 | 3280 | B | CAN3 | 2221 | Coal Steam |  | S_VACA | South Carolina | 45 | Colleton | 29 | 45029 | 180 | 10262 | 1967 | 2014 | wall | dry | N | Bituminous |  |  |  |  | LNBO |  |  |  | B | B | NA |  |  |  | 3.5 | 0.35026 | 0.35026 | 0.35026 | 0.35026 | 0.11 | 0.27 | 1 |  |  |  | Yes
Pulliam | 4072_B_5 | 4072 | B | 5 | 2607 | Coal Steam |  | MIS_WUMS | Wisconsin | 55 | Brown | 9 | 55009 | 52 | 11665 | 1949 | 2015 | wall | dry | N | Subbituminous |  |  |  |  | LNBO |  |  |  | ESPC | ESPC + B | Yes |  |  |  | 0.75 | 0.30805 | 0.30805 | 0.30805 | 0.30805 | 0.2 | 0.75 | 1
Pulliam | 4072_B_6 | 4072 | B | 6 | 2608 | Coal Steam |  | MIS_WUMS | Wisconsin | 55 | Brown | 9 | 55009 | 71 | 11491 | 1951 | 2015 | wall | dry | N | Subbituminous |  |  |  |  | LNBO |  |  |  | ESPC | ESPC + B | Yes |  |  |  | 0.75 | 0.29542 | 0.29542 | 0.29542 | 0.29542 | 0.2 | 0.75 | 1
Weston | 4078_B_1 | 4078 | B | 1 | 2613 | Coal Steam |  | MIS_WUMS | Wisconsin | 55 | Marathon | 73 | 55073 | 58 | 9501 | 1954 | 2015 | wall | dry | N | Subbituminous |  |  |  |  | LNB + OFA |  |  |  | ESPC | ESPC | Yes |  |  |  | 1.2 | 0.22603 | 0.22603 | 0.22603 | 0.22603 | 0.64 | 0.97 | 1
Alma | 4140_B_B1 | 4140 | B | B1 | 2625 | Coal Steam |  | MIS_MNWI | Wisconsin | 55 | Buffalo | 11 | 55011 | 17.4 | 12478 | 1947 | 2013 | wall | dry | N | Bituminous, Subbituminous | [8 empty] | ESPC | ESPC | No |  |  |  | 3.2 | 0.68886 | 0.68886 | 0.34417 | 0.34417 | 0.64 | 0.97 | 1
Alma | 4140_B_B2 | 4140 | B | B2 | 2626 | Coal Steam |  | MIS_MNWI | Wisconsin | 55 | Buffalo | 11 | 55011 | 17.4 | 12478 | 1947 | 2013 | wall | dry | N | Bituminous, Subbituminous | [8 empty] | ESPC | ESPC | No |  |  |  | 3.2 | 0.71627 | 0.71627 | 0.35253 | 0.35253 | 0.64 | 0.97 | 1
Alma | 4140_B_B3 | 4140 | B | B3 | 2627 | Coal Steam |  | MIS_MNWI | Wisconsin | 55 | Buffalo | 11 | 55011 | 20.9 | 12478 | 1951 | 2013 | wall | dry | N | Bituminous, Subbituminous | [8 empty] | ESPC | ESPC | No |  |  |  | 3.2 | 0.74528 | 0.74528 | 0.36093 | 0.36093 | 0.64 | 0.97 | 1
Smart Papers LLC | 50247_B_B010 | 50247 | B | B010 | 10083 | Coal Steam |  | PJM_West | Ohio | 39 | Butler | 17 | 39017 | 26 | 8300 | 1924 | 2012 | wall | dry | Y | Bituminous |  |  |  |  | AA + LNB |  |  |  | ESPH | ESPH | No |  |  |  | 1.325 | 0.24645 | 0.24645 | 0.24645 | 0.24645 | 0.9 | 0.94 | 1
Smart Papers LLC | 50247_B_B020 | 50247 | B | B020 | 10083 | Coal Steam |  | PJM_West | Ohio | 39 | Butler | 17 | 39017 | 15.1 | 8300 | 1924 | 2012 | wall | dry | Y | Bituminous |  |  |  |  | LNB + OFA |  |  |  | ESPH | ESPH | No |  |  |  | 1.325 | 0.24645 | 0.24645 | 0.24645 | 0.24645 | 0.9 | 0.94 | 1
Smart Papers LLC | 50247_B_B022 | 50247 | B | B022 | 10083 | Coal Steam |  | PJM_West | Ohio | 39 | Butler | 17 | 39017 | 4.5 | 8300 | 1924 | 2012 | wall | dry | Y | Bituminous |  |  |  |  | LNB + OFA |  |  |  | ESPC | ESPC | No |  |  |  | 1.325 | 0.24645 | 0.24645 | 0.24645 | 0.24645 | 0.64 | 0.97 | 1
Trigen Syracuse Energy | 50651_B_2 | 50651 | B | 2 | 3687 | Coal Steam |  | NY_Z_C&E | New York | 36 | Onondaga | 67 | 36067 | 24.6 | 8300 | 1960 | 2013 | wall | dry | Y | Bituminous | Dry Scrubber | 2006 | 65 | 65 | LNBO |  |  |  | B | B | NA |  |  |  | 1.1 | 0.33146 | 0.33146 | 0.33146 | 0.33146 | 0.05 | 0.75 | 1 | 70 | 70
Trigen Syracuse Energy | 50651_B_3 | 50651 | B | 3 | 3688 | Coal Steam |  | NY_Z_C&E | New York | 36 | Onondaga | 67 | 36067 | 24.6 | 8300 | 1947 | 2013 | wall | dry | Y | Bituminous | Dry Scrubber | 2006 | 65 | 65 | LNBO |  |  |  | B | B | NA |  |  |  | 1.1 | 0.33303 | 0.33303 | 0.33303 | 0.33303 | 0.05 | 0.75 | 1 | 70 | 70
Trigen Syracuse Energy | 50651_B_4 | 50651 | B | 4 | 3689 | Coal Steam |  | NY_Z_C&E | New York | 36 | Onondaga | 67 | 36067 | 12.3 | 8300 | 1947 | 2013 | wall | dry | Y | Bituminous | Dry Scrubber | 2006 | 65 | 65 | LNBO |  |  |  | B | B | NA |  |  |  | 1.1 | 0.32587 | 0.32587 | 0.32587 | 0.32587 | 0.05 | 0.75 | 1 | 70 | 70
Trigen Syracuse Energy | 50651_B_5 | 50651 | B | 5 | 3690 | Coal Steam |  | NY_Z_C&E | New York | 36 | Onondaga | 67 | 36067 | 12.3 | 8300 | 1948 | 2013 | wall | dry | Y | Bituminous | Dry Scrubber | 2006 | 65 | 65 | LNBO |  |  |  | B | B | NA |  |  |  | 1.1 | 0.33986 | 0.33986 | 0.33986 | 0.33986 | 0.05 | 0.75 | 1 | 70 | 70
McIntosh | 6124_B_1 | 6124 | B | 1 | 2787 | Coal Steam |  | S_SOU | Georgia | 13 | Effingham | 103 | 13103 | 156.5 | 11258 | 1979 | 2015 | wall | dry | N | Bituminous, Subbituminous |  |  | 53 | 53 | OFA |  |  |  | ESPC | ESPC | No | ACI | 2016 | 90 | 1.2 | 0.60614 | 0.60614 | 0.35159 | 0.35159 | 0.1 | 0.1 | 0.1 | 63 | 63 | Yes | Yes | 2016
Somerset Station | 1613_G_6 | 1613 | G | 6 | 1118 | Coal Steam |  | NENGREST | Massachusetts | 25 | Bristol | 5 | 25005 | 109 | 11241 | 1959 | 2012 | tangential |  | N | Bituminous, Subbituminous |  |  |  |  | CM | SNCR |  | 2009 | ESPC | ESPC | No |  |  |  | 2.46 | 0.14259 | 0.14259 | 0.14259 | 0.14259 | 0.64 | 0.97 | 1
Elrama Power Plant | 3098_G_1 | 3098 | G | 1 | 2035 | Coal Steam |  | PJM_West | Pennsylvania | 42 | Washington | 125 | 42125 | 93 | 12430 | 1952 | 2014 | vertical | dry | N | Bituminous | Wet Scrubber | 1975 | 83 | 90 | CM + LNB + OFA | SNCR |  | 2001 | ESPC + C + WS | ESPC + C + WS | No |  |  |  | 0.6 | 0.51305 | 0.51305 | 0.51305 | 0.51305 | 0.34 | 0.84 | 0.56 | 93 | 99
Elrama Power Plant | 3098_G_2 | 3098 | G | 2 | 2036 | Coal Steam |  | PJM_West | Pennsylvania | 42 | Washington | 125 | 42125 | 93 | 12755 | 1953 | 2014 | vertical | dry | N | Bituminous | Wet Scrubber | 1975 | 83 | 90 | CM + LNB + OFA | SNCR |  | 2001 | ESPC + C + WS | ESPC + C + WS | No |  |  |  | 0.6 | 0.50561 | 0.50561 | 0.50561 | 0.50561 | 0.34 | 0.84 | 0.56 | 93 | 99
Elrama Power Plant | 3098_G_3 | 3098 | G | 3 | 2037 | Coal Steam |  | PJM_West | Pennsylvania | 42 | Washington | 125 | 42125 | 103 | 12366 | 1954 | 2014 | vertical | dry | N | Bituminous | Wet Scrubber | 1975 | 83 | 90 | CM + LNB + OFA | SNCR |  | 2001 | ESPC + C + WS | ESPC + C + WS | No |  |  |  | 0.6 | 0.51275 | 0.51275 | 0.51275 | 0.51275 | 0.34 | 0.84 | 0.56 | 93 | 99
Elrama Power Plant | 3098_G_4 | 3098 | G | 4 | 2038 | Coal Steam |  | PJM_West | Pennsylvania | 42 | Washington | 125 | 42125 | 171 | 12108 | 1960 | 2014 | wall | dry | N | Bituminous | Wet Scrubber | 1975 | 83 | 90 | LNB | SNCR |  | 2001 | ESPC + C + WS | ESPC + C + WS | No |  |  |  | 0.6 | 0.46835 | 0.46835 | 0.35807 | 0.35807 | 0.34 | 0.84 | 0.56 | 93 | 99
ACE Cogeneration Facility | 10002_B_CFB | 10002 | B | CFB |  | Coal Steam |  | WECC_SCE | California | 6 | San Bernardino | 71 | 06071 | 101 | 10581 | 1990 | 2016 | FBC | dry | Y | Bituminous | Reagent Injection |  | 91.6 | 91.6 | CF + NH3 | SNCR |  | 2000 | B | B | NA |  |  |  | 0.52648 | 0.26586 | 0.26586 | 0.26586 | 0.26586 | 0.05 | 0.43 | 0.43 | 95 | 95
R Gallagher | 1008_B_1 | 1008 | B | 1 | 716 | Coal Steam |  | MIS_INKY | Indiana | 18 | Floyd | 43 | 18043 | 140 | 11164 | 1959 | 2012 | wall | dry | N | Bituminous |  |  |  |  | LNBO |  |  |  | B | B | NA |  |  |  | 4.7 | 0.36282 | 0.36282 | 0.36282 | 0.36282 | 0.11 | 0.27 | 1
R Gallagher | 1008_B_3 | 1008 | B | 3 | 718 | Coal Steam |  | MIS_INKY | Indiana | 18 | Floyd | 43 | 18043 | 140 | 11108 | 1960 | 2012 | wall | dry | N | Bituminous |  |  |  |  | LNBO |  |  |  | B | B | NA |  |  |  | 4.7 | 0.35033 | 0.35033 | 0.35033 | 0.35033 | 0.11 | 0.27 | 1
East Third Street Power Plant | 10367_B_CB1302 | 10367 | B | CB1302 |  | Coal Steam |  | WEC_CALN | California | 6 | Contra Costa | 13 | 06013 | 18.7 | 11573 | 1990 | 2012 | FBC | dry | N | Petroleum Coke | Reagent Injection |  | 99 | 99 | CF |  |  |  | B | B | NA |  |  |  | 0.79 | 0.2332 | 0.2332 | 0.2332 | 0.2332 | 0.05 | 0.43 | 0.43 | 95 | 95
Loveridge Road Power Plant | 10368_B_CB1302 | 10368 | B | CB1302 |  | Coal Steam |  | WEC_CALN | California | 6 | Contra Costa | 13 | 06013 | 18 | 11523 | 1989 | 2012 | FBC | dry | N | Petroleum Coke | Reagent Injection |  | 99 | 99 | CF |  |  |  | B | B | NA |  |  |  | 0.79 | 0.2332 | 0.2332 | 0.2332 | 0.2332 | 0.05 | 0.43 | 0.43 | 95 | 95
Wilbur West Power Plant | 10369_B_CB1302 | 10369 | B | CB1302 |  | Coal Steam |  | WEC_CALN | California | 6 | Contra Costa | 13 | 06013 | 18.2 | 11603 | 1990 | 2012 | FBC | dry | N | Petroleum Coke | Reagent Injection |  | 99 | 99 | CF |  |  |  | B | B | NA |  |  |  | 0.79 | 0.2332 | 0.2332 | 0.2332 | 0.2332 | 0.05 | 0.43 | 0.43 | 95 | 95
Wilbur East Power Plant | 10370_B_CB1302 | 10370 | B | CB1302 |  | Coal Steam |  | WEC_CALN | California | 6 | Contra Costa | 13 | 06013 | 18.1 | 11653 | 1989 | 2012 | FBC | dry | N | Petroleum Coke | Reagent Injection |  | 99 | 99 | CF |  |  |  | B | B | NA |  |  |  | 0.79 | 0.2332 | 0.2332 | 0.2332 | 0.2332 | 0.05 | 0.43 | 0.43 | 95 | 95
Nichols Road Power Plant | 10371_B_CB1302 | 10371 | B | CB1302 |  | Coal Steam |  | WEC_CALN | California | 6 | Contra Costa | 13 | 06013 | 17.8 | 11589 | 1990 | 2012 | FBC | dry | N | Petroleum Coke | Reagent Injection |  | 99 | 99 | CF | SNCR |  | 1990 | B | B | NA |  |  |  | 0.79 | 0.14034 | 0.14034 | 0.14034 | 0.14034 | 0.05 | 0.43 | 0.43 | 95 | 95
Hanford | 10373_B_CB1302 | 10373 | B | CB1302 |  | Coal Steam |  | WEC_CALN | California | 6 | Kings | 31 | 06031 | 25 | 11992 | 1990 | 2012 | FBC | dry | N | Petroleum Coke | Reagent Injection |  | 99 | 99 | CF |  |  |  | B | B | NA |  |  |  | 5.26 | 0.2332 | 0.2332 | 0.2332 | 0.2332 | 0.05 | 0.43 | 0.43 | 95 | 95
Lansing | 1047_B_2 | 1047 | B | 2 |  | Coal Steam |  | MIS_IA | Iowa | 19 | Allamakee | 5 | 19005 | 8.4 | 12404 | 1949 | 2010 | wall | dry | N | Bituminous, Subbituminous | [10 empty] | NA |  |  |  | 5 | 0.47467 | 0.47467 | 0.32 | 0.32 | 1 | 1 | 1
Lansing | 1047_B_3 | 1047 | B | 3 | 738 | Coal Steam |  | MIS_IA | Iowa | 19 | Allamakee | 5 | 19005 | 21 | 12103 | 1957 | 2013 | wall | dry | N | Bituminous, Subbituminous | [8 empty] | ESPC | ESPC | No |  |  |  | 5 | 0.1116 | 0.1116 | 0.1116 | 0.1116 | 0.64 | 0.97 | 1
Pella | 1175_B_6 | 1175 | B | 6 | 794 | Coal Steam |  | MIS_MIDA | Iowa | 19 | Marion | 125 | 19125 | 11.5 | 14500 | 1964 | 2014 | stoker/SPR | dry | N | Subbituminous |  |  |  |  | OFA |  |  |  | ESPC + C | ESPC + C | No |  |  |  | 5 | 0.43404 | 0.43404 | 0.43404 | 0.43404 | 0.64 | 0.97 | 1 |  |  |  | Yes
Pella | 1175_B_7 | 1175 | B | 7 | 795 | Coal Steam |  | MIS_MIDA | Iowa | 19 | Marion | 125 | 19125 | 11.5 | 14500 | 1964 | 2012 | stoker/SPR | dry | N | Subbituminous |  |  |  |  | OFA |  |  |  | ESPC + C | ESPC + C | No |  |  |  | 5 | 0.42936 | 0.42936 | 0.42936 | 0.42936 | 0.64 | 0.97 | 1 |  |  |  | Yes
Pella | 1175_B_8 | 1175 | B | 8 | 796 | Coal Steam |  | MIS_MIDA | Iowa | 19 | Marion | 125 | 19125 | 11.5 | 14500 | 1964 | 2012 | other | dry | N | Subbituminous | [10 empty] | NA |  |  |  | 2.5 | 0.11931 | 0.11931 | 0.11931 | 0.11931 | 1 | 1 | 1
Riverton | 1239_B_39 | 1239 | B | 39 | 812 | O/G Steam |  | SPP_N | Kansas | 20 | Cherokee | 21 | 20021 | 38 | 13366 | 1950 | 2016 | wall | dry | N | Natural Gas |  |  |  |  | LA |  |  |  | ESPC | ESPC | No |  |  |  | 3 | 0.40682 | 0.40682 | 0.20134 | 0.20134 | [9 empty] | C2G
Riverton | 1239_B_40 | 1239 | B | 40 | 813 | O/G Steam |  | SPP_N | Kansas | 20 | Cherokee | 21 | 20021 | 54 | 13299 | 1954 | 2016 | tangential | dry | N | Natural Gas |  |  |  |  | LA |  |  |  | ESPC | ESPC | No |  |  |  | 3 | 0.33533 | 0.33533 | 0.13734 | 0.13734 | [9 empty] | C2G
Big Sandy | 1353_B_BSU2 | 1353 | B | BSU2 | 873 | Coal Steam |  | PJM_West | Kentucky | 21 | Lawrence | 127 | 21127 | 800 | 9690 | 1969 | 2015 | wall | dry | N | Bituminous |  |  |  |  | LNB | SCR | 2003 |  | ESPC | ESPC | Yes |  |  |  | 6 | 0.205 | 0.1886 | 0.205 | 0.1886 | 0.64 | 0.97 | 1 |  |  |  | Yes
Green River | 1357_B_4 | 1357 | B | 4 | 891 | Coal Steam |  | S_C_KY | Kentucky | 21 | Muhlenberg | 177 | 21177 | 68 | 11429 | 1954 | 2015 | wall | dry | N | Bituminous |  |  |  |  | LNB |  |  |  | ESPH | ESPH + B | No |  |  |  | 4.57 | 0.42674 | 0.42674 | 0.32998 | 0.32998 | 0.11 | 0.27 | 1
Green River | 1357_B_5 | 1357 | B | 5 | 892 | Coal Steam |  | S_C_KY | Kentucky | 21 | Muhlenberg | 177 | 21177 | 95 | 11376 | 1959 | 2016 | wall | dry | N | Bituminous |  |  |  |  | LNB |  |  |  | ESPH | ESPH + B | No |  |  |  | 4.57 | 0.40201 | 0.40201 | 0.32 | 0.32 | 0.11 | 0.27 | 1
Tyrone | 1361_B_5 | 1361 | B | 5 | 898 | Coal Steam |  | S_C_KY | Kentucky | 21 | Woodford | 239 | 21239 | 71 | 12834 | 1953 | 2013 | wall | dry | N | Bituminous |  |  |  |  | LNB |  |  |  | ESPC | ESPC | No |  |  |  | 1.8 | 0.42784 | 0.42784 | 0.33074 | 0.33074 | 0.64 | 0.97 | 1
Cane Run | 1363_B_4 | 1363 | B | 4 | 902 | Coal Steam |  | S_C_KY | Kentucky | 21 | Jefferson | 111 | 21111 | 155 | 10705 | 1962 | 2016 | wall | dry | N | Bituminous | Wet Scrubber | 1976 | 85 | 90 | LNB + LNBO |  |  |  | ESPC | ESPC | No |  |  |  | 1.2 | 0.33256 | 0.33256 | 0.33256 | 0.33256 | 0.34 | 0.84 | 0.56 | 95 | 99 |  | Yes
Cane Run | 1363_B_5 | 1363 | B | 5 | 903 | Coal Steam |  | S_C_KY | Kentucky | 21 | Jefferson | 111 | 21111 | 168 | 10672 | 1966 | 2016 | wall | dry | N | Bituminous | Wet Scrubber | 1977 | 85 | 90 | LNB |  |  |  | ESPC | ESPC | No |  |  |  | 1.2 | 0.3992 | 0.3992 | 0.32 | 0.32 | 0.34 | 0.84 | 0.56 | 95 | 99 |  | Yes
Cane Run | 1363_B_6 | 1363 | B | 6 | 904 | Coal Steam |  | S_C_KY | Kentucky | 21 | Jefferson | 111 | 21111 | 240 | 10780 | 1969 | 2016 | tangential | dry | N | Bituminous | Wet Scrubber | 1979 | 90 | 90 | LNC3 |  |  |  | ESPC | ESPC + B | No |  |  |  | 1.2 | 0.26989 | 0.26989 | 0.26989 | 0.26989 | 0.3 | 0.3 | 0.56 | 95 | 99 |  | Yes
FirstEnergy R Paul Smith Power Station | 1570_B_11 | 1570 | B | 11 | 1044 | Coal Steam |  | PJM_AP | Maryland | 24 | WASHINGTON | 43 | 24043 | 87 | 11444 | 1958 | 2012 | tangential | dry | N | Bituminous |  |  |  |  | LNC3 |  |  |  | ESPC + B | ESPC + B | No |  |  |  | 1.8 | 0.2982 | 0.2982 | 0.2982 | 0.2982 | 0.2 | 0.75 | 1
FirstEnergy R Paul Smith Power Station | 1570_B_9 | 1570 | B | 9 | 1045 | Coal Steam |  | PJM_AP | Maryland | 24 | WASHINGTON | 43 | 24043 | 28 | 12324 | 1947 | 2012 | wall | dry | N | Bituminous |  |  |  |  | LNB |  |  |  | ESPC | ESPC + B | No |  |  |  | 1.8 | 0.38723 | 0.38723 | 0.32 | 0.32 | 0.2 | 0.75 | 1
Marysville | 1732_B_10 | 1732 | B | 10 | 1178 | Coal Steam |  | MIS_LMI | Michigan | 26 | St. Clair | 147 | 26147 | 42 | 13240 | 1943 | 2011 | tangential | dry | N | Bituminous | [8 empty] | ESPC | ESPC | Yes |  |  |  | 1.67 | 0.45753 | 0.45753 | 0.24 | 0.24 | 0.64 | 0.97 | 1
Marysville | 1732_B_11 | 1732 | B | 11 | 1179 | Coal Steam |  | MIS_LMI | Michigan | 26 | St. Clair | 147 | 26147 | 42 | 13240 | 1947 | 2011 | tangential | dry | N | Bituminous | [8 empty] | ESPC | ESPC | Yes |  |  |  | 1.67 | 0.45753 | 0.45753 | 0.24 | 0.24 | 0.64 | 0.97 | 1
Marysville | 1732_B_12 | 1732 | B | 12 | 1180 | Coal Steam |  | MIS_LMI | Michigan | 26 | St. Clair | 147 | 26147 | 42 | 13240 | 1943 | 2011 | tangential | dry | N | Bituminous | [8 empty] | ESPC | ESPC | Yes |  |  |  | 1.67 | 0.45753 | 0.45753 | 0.24 | 0.24 | 0.64 | 0.97 | 1
Marysville | 1732_B_9 | 1732 | B | 9 | 1181 | Coal Steam |  | MIS_LMI | Michigan | 26 | St. Clair | 147 | 26147 | 42 | 13240 | 1942 | 2011 | tangential | dry | N | Bituminous | [8 empty] | ESPC | ESPC | Yes |  |  |  | 1.67 | 0.45753 | 0.45753 | 0.24 | 0.24 | 0.64 | 0.97 | 1
Deepwater | 2384_B_8 | 2384 | B | 8 | 1449 | Coal Steam |  | PJM_EMAC | New Jersey | 34 | Salem | 33 | 34033 | 81 | 11105 | 1954 | 2014 | wall | dry | N | Bituminous |  |  | 53 | 53 | LNBO | SNCR |  | 1995 | B | B | NA |  |  |  | 2 | 0.4208 | 0.2288 | 0.4208 | 0.2288 | 0.11 | 0.27 | 1 | 63 | 63 | Yes
Danskammer Generating Station | 2480_B_3 | 2480 | B | 3 | 1608 | Coal Steam |  | NY_Z_G-I | New York | 36 | Orange | 71 | 36071 | 138 | 10539 | 1987 | 2013 | tangential | dry | N | Bituminous |  |  |  |  | LNC2 |  |  |  | ESPC | ESPC | No |  |  |  | 1.1 | 0.24725 | 0.24725 | 0.24 | 0.24 | 0.64 | 0.97 | 1
Danskammer Generating Station | 2480_B_4 | 2480 | B | 4 | 1609 | Coal Steam |  | NY_Z_G-I | New York | 36 | Orange | 71 | 36071 | 237 | 10326 | 1987 | 2013 | tangential | dry | N | Bituminous |  |  |  |  | LNC2 |  |  |  | ESPC | ESPC | No |  |  |  | 1.1 | 0.26419 | 0.26419 | 0.24 | 0.24 | 0.64 | 0.97 | 1
Cape Fear | 2708_B_5 | 2708 | B | 5 | 1822 | Coal Steam |  | S_VACA | North Carolina | 37 | Chatham | 37 | 37037 | 144 | 10419 | 1956 | 2012 | tangential | dry | N | Bituminous |  | 2011 | 0 | 0 | ROFA | SNCR |  | 2006 | ESPC | ESPC | No |  |  |  | 2.3 | 0.39401 | 0.39401 | 0.26001 | 0.26001 | 0.64 | 0.97 | 1 | 0 | 0
Cape Fear | 2708_B_6 | 2708 | B | 6 | 1823 | Coal Steam |  | S_VACA | North Carolina | 37 | Chatham | 37 | 37037 | 172 | 10555 | 1958 | 2012 | tangential | dry | N | Bituminous |  |  |  |  | ROFA | SNCR |  | 2006 | ESPC | ESPC + B | No |  |  |  | 2.3 | 0.4621 | 0.2779 | 0.2931 | 0.21982 | 0.2 | 0.75 | 1
L V Sutton | 2713_B_1 | 2713 | B | 1 | 1837 | Coal Steam |  | S_VACA | North Carolina | 37 | New Hanover | 129 | 37129 | 97 | 11173 | 1954 | 2013 | tangential | dry | N | Bituminous |  |  |  |  | LA + LNB |  |  |  | ESPH | ESPH | No |  |  |  | 2.3 | 0.40448 | 0.40448 | 0.27361 | 0.27361 | 0.9 | 0.94 | 1
L V Sutton | 2713_B_2 | 2713 | B | 2 | 1838 | Coal Steam |  | S_VACA | North Carolina | 37 | New Hanover | 129 | 37129 | 104 | 11045 | 1955 | 2013 | wall | dry | N | Bituminous |  |  |  |  | LNB |  |  |  | ESPH | ESPH | No |  |  |  | 2.3 | 0.39714 | 0.39714 | 0.32 | 0.32 | 0.9 | 0.94 | 1
L V Sutton | 2713_B_3 | 2713 | B | 3 | 1839 | Coal Steam |  | S_VACA | North Carolina | 37 | New Hanover | 129 | 37129 | 389 | 10661 | 1972 | 2013 | wall | dry | N | Bituminous |  |  |  |  | LNBO | SNCR |  | 2005 | ESPC | ESPC | Yes |  |  |  | 2.3 | 0.46753 | 0.46753 | 0.46753 | 0.46753 | 0.64 | 0.97 | 1 |  |  |  | Yes
Walter C Beckjord | 2830_B_1 | 2830 | B | 1 | 1886 | Coal Steam |  | PJM_West | Ohio | 39 | Clermont | 25 | 39025 | 94 | 11255 | 1952 | 2015 | tangential | dry | N | Bituminous | [8 empty] | ESPC | ESPC + B | Yes |  |  |  | 1.84 | 0.63276 | 0.63276 | 0.26917 | 0.26917 | 0.2 | 0.75 | 1
Walter C Beckjord | 2830_B_2 | 2830 | B | 2 | 1887 | Coal Steam |  | PJM_West | Ohio | 39 | Clermont | 25 | 39025 | 94 | 10841 | 1953 | 2013 | tangential | dry | N | Bituminous | [8 empty] | ESPC | ESPC + B | Yes |  |  |  | 1.84 | 0.5544 | 0.5544 | 0.25043 | 0.25043 | 0.2 | 0.75 | 1
Walter C Beckjord | 2830_B_3 | 2830 | B | 3 | 1888 | Coal Steam |  | PJM_West | Ohio | 39 | Clermont | 25 | 39025 | 128 | 10808 | 1954 | 2013 | wall | dry | N | Bituminous |  |  |  |  | LNB + OFA |  |  |  | ESPC | ESPC + B | Yes |  |  |  | 1.84 | 0.5477 | 0.5477 | 0.5477 | 0.5477 | 0.2 | 0.75 | 1
Walter C Beckjord | 2830_B_4 | 2830 | B | 4 | 1889 | Coal Steam |  | PJM_West | Ohio | 39 | Clermont | 25 | 39025 | 150 | 10896 | 1958 | 2014 | tangential | dry | N | Bituminous |  |  |  |  | LNB + OFA |  |  |  | ESPC | ESPC + B | Yes |  |  |  | 1.84 | 0.43452 | 0.43452 | 0.28746 | 0.28746 | 0.2 | 0.75 | 1
Walter C Beckjord | 2830_B_5 | 2830 | B | 5 | 1890 | Coal Steam |  | PJM_West | Ohio | 39 | Clermont | 25 | 39025 | 238 | 10944 | 1962 | 2014 | tangential | dry | N | Bituminous |  |  |  |  | LNC3 |  |  |  | ESPC | ESPC | Yes |  |  |  | 7.19 | 0.40137 | 0.40137 | 0.40137 | 0.40137 | 0.64 | 0.97 | 1 |  |  |  | Yes
Walter C Beckjord | 2830_B_6 | 2830 | B | 6 | 1891 | Coal Steam |  | PJM_West | Ohio | 39 | Clermont | 25 | 39025 | 414 | 10569 | 1969 | 2015 | tangential | dry | N | Bituminous |  |  |  |  | LNC3 |  |  |  | ESPC | ESPC | Yes |  |  |  | 7.19 | 0.37119 | 0.37119 | 0.37119 | 0.37119 | 0.64 | 0.97 | 1 |  |  |  | Yes
Miami Fort | 2832_B_6 | 2832 | B | 6 | 1894 | Coal Steam |  | PJM_West | Ohio | 39 | Hamilton | 61 | 39061 | 163 | 10087 | 1960 | 2015 | tangential | dry | N | Bituminous |  |  |  |  | LNB + OFA |  |  |  | ESPC | ESPC | No |  |  |  | 5 | 0.29436 | 0.29436 | 0.24 | 0.24 | 0.64 | 0.97 | 1
FirstEnergy Ashtabula | 2835_B_7 | 2835 | B | 7 | 1901 | Coal Steam |  | PJM_ATSI | Ohio | 39 | Ashtabula | 7 | 39007 | 244 | 10616 | 1958 | 2015 | tangential | dry | N | Bituminous, Subbituminous |  |  |  |  | LNC2 |  |  |  | ESPC | ESPC | No |  |  |  | 9.1 | 0.19124 | 0.19124 | 0.1472 | 0.1472 | 0.64 | 0.97 | 1
FirstEnergy Eastlake | 2837_B_1 | 2837 | B | 1 | 1908 | Coal Steam |  | PJM_ATSI | Ohio | 39 | Lake | 85 | 39085 | 132 | 10387 | 1953 | 2015 | tangential | dry | N | Bituminous, Subbituminous |  |  |  |  | LNC2 |  |  |  | ESPC | ESPC | No |  |  |  | 5.64 | 0.23157 | 0.23157 | 0.17173 | 0.17173 | 0.64 | 0.97 | 1
FirstEnergy Eastlake | 2837_B_2 | 2837 | B | 2 | 1909 | Coal Steam |  | PJM_ATSI | Ohio | 39 | Lake | 85 | 39085 | 132 | 10291 | 1972 | 2015 | tangential | dry | N | Bituminous, Subbituminous |  |  |  |  | LNC2 |  |  |  | ESPC | ESPC | No |  |  |  | 5.64 | 0.23472 | 0.23472 | 0.17407 | 0.17407 | 0.64 | 0.97 | 1
FirstEnergy Eastlake | 2837_B_3 | 2837 | B | 3 | 1910 | Coal Steam |  | PJM_ATSI | Ohio | 39 | Lake | 85 | 39085 | 132 | 10369 | 1953 | 2015 | tangential | dry | N | Bituminous, Subbituminous |  |  |  |  | LNC2 | SNCR |  | 1999 | ESPC | ESPC | No |  |  |  | 5.64 | 0.23854 | 0.23854 | 0.1769 | 0.1769 | 0.64 | 0.97 | 1
FirstEnergy Eastlake | 2837_B_4 | 2837 | B | 4 | 1911 | Coal Steam |  | PJM_ATSI | Ohio | 39 | Lake | 85 | 39085 | 240 | 10335 | 1954 | 2012 | tangential | dry | N | Bituminous, Subbituminous |  |  |  |  | LNC2 |  |  |  | ESPC | ESPC | No |  |  |  | 5.64 | 0.307 | 0.307 | 0.307 | 0.307 | 0.64 | 0.97 | 1
FirstEnergy Eastlake | 2837_B_5 | 2837 | B | 5 | 1912 | Coal Steam |  | PJM_ATSI | Ohio | 39 | Lake | 85 | 39085 | 597 | 9922 | 1956 | 2012 | cell | dry | N | Bituminous, Subbituminous |  |  |  |  | LNBO | SNCR |  | 2007 | ESPC | ESPC | Yes |  |  |  | 5.64 | 0.26681 | 0.26681 | 0.26681 | 0.26681 | 0.64 | 0.97 | 1 |  |  |  | Yes
FirstEnergy Lake Shore | 2838_B_18 | 2838 | B | 18 | 1913 | Coal Steam |  | PJM_ATSI | Ohio | 39 | Cuyahoga | 35 | 39035 | 245 | 11488 | 1962 | 2015 | tangential | dry | N | Bituminous, Subbituminous | [8 empty] | ESPC | ESPC + B | Yes |  |  |  | 1.3 | 0.29885 | 0.29885 | 0.13022 | 0.13022 | 0.2 | 0.75 | 1 |  |  |  | Yes
Conesville | 2840_B_3 | 2840 | B | 3 | 1920 | Coal Steam |  | PJM_West | Ohio | 39 | Coshocton | 31 | 39031 | 165 | 10623 | 1962 | 2012 | wall | dry | N | Bituminous |  |  |  |  | LNB |  |  |  | ESPC | ESPC + B | No |  |  |  | 5.5 | 0.39921 | 0.39921 | 0.32 | 0.32 | 0.2 | 0.75 | 1 |  |  |  | Yes
Picway | 2843_B_9 | 2843 | B | 9 | 1924 | Coal Steam |  | PJM_West | Ohio | 39 | Pickaway | 129 | 39129 | 95 | 12035 | 1955 | 2015 | wall | dry | N | Bituminous |  |  |  |  | LNB |  |  |  | ESPC | ESPC | No |  |  |  | 5.6 | 0.40244 | 0.40244 | 0.32 | 0.32 | 0.64 | 0.97 | 1
O H Hutchings | 2848_B_H-1 | 2848 | B | H-1 | 1931 | Coal Steam |  | PJM_West | Ohio | 39 | Montgomery | 113 | 39113 | 58 | 14500 | 1948 | 2015 | tangential | dry | N | Bituminous | [8 empty] | ESPH | ESPH | No |  |  |  | 1.6 | 0.4209 | 0.4209 | 0.24 | 0.24 | 0.9 | 0.94 | 1
O H Hutchings | 2848_B_H-2 | 2848 | B | H-2 | 1932 | Coal Steam |  | PJM_West | Ohio | 39 | Montgomery | 113 | 39113 | 55 | 14500 | 1949 | 2015 | tangential | dry | N | Bituminous | [8 empty] | ESPH | ESPH + B | No |  |  |  | 1.6 | 0.55292 | 0.55292 | 0.25004 | 0.25004 | 0.11 | 0.27 | 1
O H Hutchings | 2848_B_H-3 | 2848 | B | H-3 | 1933 | Coal Steam |  | PJM_West | Ohio | 39 | Montgomery | 113 | 39113 | 63 | 13290 | 1950 | 2015 | tangential | dry | N | Bituminous |  |  |  |  | LNB + OFA |  |  |  | ESPH | ESPH | No |  |  |  | 1.6 | 0.40797 | 0.40797 | 0.27534 | 0.27534 | 0.9 | 0.94 | 1
O H Hutchings | 2848_B_H-4 | 2848 | B | H-4 | 1934 | Coal Steam |  | PJM_West | Ohio | 39 | Montgomery | 113 | 39113 | 63 | 12735 | 1951 | 2013 | tangential | dry | N | Bituminous |  |  |  |  | LNB + OFA |  |  |  | ESPH | ESPH | No |  |  |  | 1.6 | 0.36829 | 0.36829 | 0.25438 | 0.25438 | 0.9 | 0.94 | 1
O H Hutchings | 2848_B_H-5 | 2848 | B | H-5 | 1935 | Coal Steam |  | PJM_West | Ohio | 39 | Montgomery | 113 | 39113 | 63 | 13240 | 1952 | 2015 | tangential | dry | N | Bituminous |  |  |  |  | LNB + OFA |  |  |  | ESPH | ESPH | No |  |  |  | 1.6 | 0.34819 | 0.34819 | 0.24284 | 0.24284 | 0.9 | 0.94 | 1
O H Hutchings | 2848_B_H-6 | 2848 | B | H-6 | 1936 | Coal Steam |  | PJM_West | Ohio | 39 | Montgomery | 113 | 39113 | 63 | 13247 | 1953 | 2015 | tangential | dry | N | Bituminous |  |  |  |  | LNB + OFA |  |  |  | ESPH | ESPH | No |  |  |  | 1.6 | 0.39626 | 0.39626 | 0.26945 | 0.26945 | 0.9 | 0.94 | 1
Niles | 2861_B_1 | 2861 | B | 1 | 1946 | Coal Steam |  | PJM_ATSI | Ohio | 39 | Trumbull | 155 | 39155 | 108 | 11466 | 1954 | 2012 | cyclone | wet | N | Bituminous | Wet Scrubber | 1995 | 90 | 90 | OFA | SNCR |  | 2005 | ESPC | ESPC | No |  |  |  | 5.7 | 0.805 | 0.805 | 0.805 | 0.805 | 0.34 | 0.84 | 0.56 | 95 | 99
Niles | 2861_B_2 | 2861 | B | 2 | 1947 | Coal Steam |  | PJM_ATSI | Ohio | 39 | Trumbull | 155 | 39155 | 108 | 11473 | 1954 | 2012 | cyclone | wet | N | Bituminous | Wet Scrubber | 1995 | 90 | 90 | OFA | SNCR |  | 2005 | ESPC | ESPC | No |  |  |  | 5.7 | 0.79755 | 0.79755 | 0.79755 | 0.79755 | 0.34 | 0.84 | 0.56 | 95 | 99
FirstEnergy R E Burger | 2864_B_5 | 2864 | B | 5 | 1954 | Coal Steam |  | PJM_ATSI | Ohio | 39 | Belmont | 13 | 39013 | 47 | 13981 | 1950 | 2012 | vertical | wet | N | Bituminous, Subbituminous | [8 empty] | ESPC | ESPC + B | No |  |  |  | 9.02 | 0.77761 | 0.77761 | 0.49 | 0.49 | 0.2 | 0.75 | 1
Muskingum River | 2872_B_1 | 2872 | B | 1 | 1966 | Coal Steam |  | PJM_West | Ohio | 39 | Washington | 167 | 39167 | 190 | 10238 | 1953 | 2015 | wall | wet | N | Bituminous |  |  |  |  | OFA |  |  |  | ESPC | ESPC | No |  |  |  | 7.6 | 0.5494 | 0.5494 | 0.5494 | 0.5494 | 0.64 | 0.97 | 1
Muskingum River | 2872_B_2 | 2872 | B | 2 | 1967 | Coal Steam |  | PJM_West | Ohio | 39 | Washington | 167 | 39167 | 190 | 10205 | 1954 | 2015 | wall | wet | N | Bituminous |  |  |  |  | OFA |  |  |  | ESPC | ESPC | No |  |  |  | 7.6 | 0.54766 | 0.54766 | 0.54766 | 0.54766 | 0.64 | 0.97 | 1
Muskingum River | 2872_B_3 | 2872 | B | 3 | 1968 | Coal Steam |  | PJM_West | Ohio | 39 | Washington | 167 | 39167 | 205 | 9832 | 1957 | 2015 | cyclone | wet | N | Bituminous |  |  |  |  | LNB + OFA |  |  |  | ESPC | ESPC | No |  |  |  | 7.6 | 0.53667 | 0.53667 | 0.53667 | 0.53667 | 0.64 | 0.97 | 1
Muskingum River | 2872_B_4 | 2872 | B | 4 | 1969 | Coal Steam |  | PJM_West | Ohio | 39 | Washington | 167 | 39167 | 205 | 9870 | 1968 | 2015 | cyclone | wet | N | Bituminous |  |  |  |  | LNB + OFA |  |  |  | ESPC | ESPC | No |  |  |  | 7.6 | 0.52756 | 0.52756 | 0.52756 | 0.52756 | 0.64 | 0.97 | 1
FirstEnergy Bay Shore | 2878_B_2 | 2878 | B | 2 | 1985 | Coal Steam |  | PJM_ATSI | Ohio | 39 | Lucas | 95 | 39095 | 138 | 10277 | 1959 | 2012 | vertical | dry | N | Bituminous, Subbituminous |  |  |  |  | OFA |  |  |  | ESPC | ESPC + B | No |  |  |  | 1.94 | 0.4725 | 0.4725 | 0.4725 | 0.4725 | 0.2 | 0.75 | 1
FirstEnergy Bay Shore | 2878_B_3 | 2878 | B | 3 | 1986 | Coal Steam |  | PJM_ATSI | Ohio | 39 | Lucas | 95 | 39095 | 142 | 10215 | 1963 | 2012 | wall | dry | N | Bituminous, Subbituminous |  |  |  |  | LNBO |  |  |  | ESPC | ESPC + B | No |  |  |  | 1.94 | 0.45479 | 0.45479 | 0.45479 | 0.45479 | 0.2 | 0.75 | 1 |  |  |  | Yes
FirstEnergy Bay Shore | 2878_B_4 | 2878 | B | 4 | 1987 | Coal Steam |  | PJM_ATSI | Ohio | 39 | Lucas | 95 | 39095 | 215 | 10309 | 1968 | 2012 | wall | dry | N | Bituminous, Subbituminous |  |  |  |  | LNBO |  |  |  | ESPC | ESPC + B | No |  |  |  | 1.94 | 0.44865 | 0.44865 | 0.44865 | 0.44865 | 0.2 | 0.75 | 1 |  |  |  | Yes
Shelby Municipal Light Plant | 2943_B_1 | 2943 | B | 1 |  | Coal Steam |  | PJM_West | Ohio | 39 | Richland | 139 | 39139 | 12 | 14500 | 1968 | 2012 |  |  | N | Bituminous | [8 empty] | ESPH + C | ESPH + C | No |  |  |  | 8.1 | 0.44513 | 0.44513 | 0.44513 | 0.44513 | 0.9 | 0.94 | 1 |  |  |  | Yes
Shelby Municipal Light Plant | 2943_B_2 | 2943 | B | 2 |  | Coal Steam |  | PJM_West | Ohio | 39 | Richland | 139 | 39139 | 12 | 14500 | 1968 | 2012 |  |  | N | Bituminous | [8 empty] | ESPH | ESPH | No |  |  |  | 8.1 | 0.44513 | 0.44513 | 0.44513 | 0.44513 | 0.9 | 0.94 | 1 |  |  |  | Yes
Portland | 3113_B_1 | 3113 | B | 1 | 2054 | Coal Steam |  | PJM_WMAC | Pennsylvania | 42 | Northampton | 95 | 42095 | 158 | 10469 | 1958 | 2014 | tangential | dry | N | Bituminous |  |  |  |  | LNC3 |  |  |  | ESPC | ESPC + B | No |  |  |  | 3.7 | 0.23389 | 0.23389 | 0.23389 | 0.23389 | 0.2 | 0.75 | 1
Portland | 3113_B_2 | 3113 | B | 2 | 2055 | Coal Steam |  | PJM_WMAC | Pennsylvania | 42 | Northampton | 95 | 42095 | 243 | 9997 | 1962 | 2014 | tangential | dry | N | Bituminous |  |  |  |  | LNC3 |  |  |  | ESPC | ESPC | No |  |  |  | 3.7 | 0.39377 | 0.39377 | 0.39377 | 0.39377 | 0.64 | 0.97 | 1 |  |  |  | Yes
Titus | 3115_B_1 | 3115 | B | 1 | 2060 | Coal Steam |  | PJM_WMAC | Pennsylvania | 42 | Berks | 11 | 42011 | 81 | 11172 | 1951 | 2013 | tangential | dry | N | Bituminous |  |  |  |  | LNC3 |  |  |  | ESPC | ESPC | No |  |  |  | 2.7 | 0.34595 | 0.34595 | 0.34595 | 0.34595 | 0.64 | 0.97 | 1
Titus | 3115_B_2 | 3115 | B | 2 | 2061 | Coal Steam |  | PJM_WMAC | Pennsylvania | 42 | Berks | 11 | 42011 | 81 | 11179 | 1951 | 2013 | tangential | dry | N | Bituminous |  |  |  |  | LNC3 |  |  |  | ESPC | ESPC | No |  |  |  | 2.7 | 0.34874 | 0.34874 | 0.34874 | 0.34874 | 0.64 | 0.97 | 1
Titus | 3115_B_3 | 3115 | B | 3 | 2062 | Coal Steam |  | PJM_WMAC | Pennsylvania | 42 | Berks | 11 | 42011 | 81 | 11264 | 1953 | 2013 | tangential | dry | N | Bituminous |  |  |  |  | LNC3 |  |  |  | ESPC | ESPC | No |  |  |  | 2.7 | 0.34463 | 0.34463 | 0.34463 | 0.34463 | 0.64 | 0.97 | 1
Shawville | 3131_B_1 | 3131 | B | 1 | 2078 | Coal Steam |  | PJM_PENE | Pennsylvania | 42 | Clearfield | 33 | 42033 | 122 | 10523 | 1954 | 2015 | wall | dry | N | Bituminous |  |  |  |  | LNB | SNCR |  | 1999 | ESPC | ESPC + B | Yes |  |  |  | 3.7 | 0.43953 | 0.43953 | 0.33876 | 0.33876 | 0.2 | 0.75 | 1
Shawville | 3131_B_2 | 3131 | B | 2 | 2079 | Coal Steam |  | PJM_PENE | Pennsylvania | 42 | Clearfield | 33 | 42033 | 125 | 10567 | 1954 | 2015 | wall | dry | N | Bituminous | Wet Scrubber | 1954 | 95 | 95 | LNB | SNCR |  | 1999 | ESPC | ESPC | Yes |  |  |  | 3.7 | 0.45432 | 0.45432 | 0.34876 | 0.34876 | 0.34 | 0.84 | 0.56 | 99 | 99
Shawville | 3131_B_3 | 3131 | B | 3 | 2080 | Coal Steam |  | PJM_PENE | Pennsylvania | 42 | Clearfield | 33 | 42033 | 175 | 10335 | 1959 | 2015 | tangential | dry | N | Bituminous |  |  |  |  | LNC3 | SNCR |  | 1999 | ESPC | ESPC | No | ACI | 2007 | 90 | 3.7 | 0.38707 | 0.38707 | 0.38707 | 0.38707 | 0.1 | 0.1 | 0.1
Shawville | 3131_B_4 | 3131 | B | 4 | 2081 | Coal Steam |  | PJM_PENE | Pennsylvania | 42 | Clearfield | 33 | 42033 | 175 | 10335 | 1960 | 2015 | tangential | dry | N | Bituminous |  |  |  |  | LNC3 | SNCR |  | 1999 | ESPC | ESPC | No | ACI | 2011 | 90 | 3.7 | 0.3917 | 0.3917 | 0.3917 | 0.3917 | 0.1 | 0.1 | 0.1
FirstEnergy Armstrong Power Station | 3178_B_1 | 3178 | B | 1 | 2178 | Coal Steam |  | PJM_AP | Pennsylvania | 42 | Armstrong | 5 | 42005 | 172 | 10384 | 1958 | 2012 | wall | dry | N | Bituminous |  |  |  |  | LNB + OFA |  |  |  | ESPC | ESPC | No |  |  |  | 3.7 | 0.35978 | 0.35978 | 0.35978 | 0.35978 | 0.64 | 0.97 | 1
FirstEnergy Armstrong Power Station | 3178_B_2 | 3178 | B | 2 | 2179 | Coal Steam |  | PJM_AP | Pennsylvania | 42 | Armstrong | 5 | 42005 | 172 | 10410 | 1959 | 2012 | wall | dry | N | Bituminous |  |  |  |  | LNB + OFA |  |  |  | ESPC | ESPC | No |  |  |  | 3.7 | 0.37274 | 0.37274 | 0.37274 | 0.37274 | 0.64 | 0.97 | 1
H B Robinson | 3251_B_1 | 3251 | B | 1 | 2201 | Coal Steam |  | S_VACA | South Carolina | 45 | Darlington | 31 | 45031 | 177 | 10247 | 1960 | 2012 | tangential | dry | N | Bituminous |  |  |  |  | OFA |  |  |  | ESPC | ESPC + B | No |  |  |  | 3.5 | 0.55701 | 0.55701 | 0.2738 | 0.2738 | 0.2 | 0.75 | 1
Canadys Steam | 3280_B_CAN1 | 3280 | B | CAN1 | 2219 | Coal Steam |  | S_VACA | South Carolina | 45 | Colleton | 29 | 45029 | 105 | 10487 | 1962 | 2013 | tangential | wet | N | Bituminous |  |  |  |  | LNC1 |  |  |  | ESPC | ESPC + B | Yes |  |  |  | 3.5 | 0.35461 | 0.35461 | 0.24658 | 0.24658 | 0.2 | 0.75 | 1 |  |  |  | Yes
Ben French | 3325_B_1 | 3325 | B | 1 |  | Coal Steam |  | WECC_WY | South Dakota | 46 | Pennington | 103 | 46103 | 21.6 | 14500 | 1961 | 2014 |  |  | N | Subbituminous | [8 empty] | ESPC | ESPC | No |  |  |  | 3 | 0.44513 | 0.44513 | 0.44513 | 0.44513 | 0.64 | 0.97 | 1
John Sevier | 3405_B_3 | 3405 | B | 3 | 2264 | Coal Steam |  | S_C_TVA | Tennessee | 47 | Hawkins | 73 | 47073 | 176 | 10398 | 1956 | 2016 | tangential | dry | N | Bituminous |  |  |  |  | LNC2 | SNCR |  | 2009 | ESPC + C | ESPC + C | No |  |  |  | 4 | 0.3061 | 0.25689 | 0.24 | 0.24 | 0.64 | 0.97 | 1
John Sevier | 3405_B_4 | 3405 | B | 4 | 2265 | Coal Steam |  | S_C_TVA | Tennessee | 47 | Hawkins | 73 | 47073 | 176 | 10396 | 1957 | 2016 | tangential | dry | N | Bituminous |  |  |  |  | LNC2 | SNCR |  | 2009 | ESPC + C | ESPC + C | No |  |  |  | 4 | 0.3152 | 0.25749 | 0.24 | 0.24 | 0.64 | 0.97 | 1
Watts Bar Fossil | 3419_B_A | 3419 | B | A |  | Coal Steam |  | S_C_TVA | Tennessee | 47 | Rhea | 143 | 47143 | 56 | 13240 | 1942 | 1985 | vertical | dry | N | Bituminous | [8 empty] | ESPC | ESPC | No |  |  |  | 4 | 0.77761 | 0.77761 | 0.49 | 0.49 | 0.64 | 0.97 | 1
Watts Bar Fossil | 3419_B_B | 3419 | B | B |  | Coal Steam |  | S_C_TVA | Tennessee | 47 | Rhea | 143 | 47143 | 56 | 13240 | 1942 | 1985 | vertical | dry | N | Bituminous | [8 empty] | ESPC | ESPC | No |  |  |  | 4 | 0.77761 | 0.77761 | 0.49 | 0.49 | 0.64 | 0.97 | 1
Watts Bar Fossil | 3419_B_C | 3419 | B | C |  | Coal Steam |  | S_C_TVA | Tennessee | 47 | Rhea | 143 | 47143 | 56 | 13240 | 1943 | 1985 | vertical | dry | N | Bituminous | [8 empty] | ESPC | ESPC | No |  |  |  | 4 | 0.77761 | 0.77761 | 0.49 | 0.49 | 0.64 | 0.97 | 1
Watts Bar Fossil | 3419_B_D | 3419 | B | D |  | Coal Steam |  | S_C_TVA | Tennessee | 47 | Rhea | 143 | 47143 | 56 | 13240 | 1945 | 1985 | vertical | dry | N | Bituminous | [8 empty] | ESPC | ESPC | No |  |  |  | 4 | 0.77761 | 0.77761 | 0.49 | 0.49 | 0.64 | 0.97 | 1
Carbon | 3644_B_1 | 3644 | B | 1 | 2496 | Coal Steam |  | WECC_UT | Utah | 49 | Carbon | 7 | 49007 | 67 | 11349 | 1954 | 2015 | tangential | dry | N | Bituminous | [8 empty] | ESPC + C | ESPC + C | No |  |  |  | 2 | 0.50374 | 0.50374 | 0.24 | 0.24 | 0.64 | 0.97 | 1
Carbon | 3644_B_2 | 3644 | B | 2 | 2497 | Coal Steam |  | WECC_UT | Utah | 49 | Carbon | 7 | 49007 | 105 | 11202 | 1957 | 2015 | tangential | dry | N | Bituminous | [8 empty] | ESPC | ESPC + B | No |  |  |  | 2 | 0.48744 | 0.48744 | 0.24 | 0.24 | 0.2 | 0.75 | 1
Glen Lyn | 3776_B_51 | 3776 | B | 51 | 2505 | Coal Steam |  | PJM_West | Virginia | 51 | Giles | 71 | 51071 | 45 | 10893 | 1944 | 2015 | tangential | dry | N | Bituminous |  |  |  |  | LNB + STC |  |  |  | ESPC | ESPC | No |  |  |  | 1.75 | 0.42477 | 0.42477 | 0.28323 | 0.28323 | 0.64 | 0.97 | 1
Glen Lyn | 3776_B_52 | 3776 | B | 52 | 2506 | Coal Steam |  | PJM_West | Virginia | 51 | Giles | 71 | 51071 | 45 | 10893 | 1944 | 2015 | tangential | dry | N | Bituminous |  |  |  |  | LNB + STC |  |  |  | ESPC | ESPC | No |  |  |  | 1.75 | 0.41598 | 0.41598 | 0.27918 | 0.27918 | 0.64 | 0.97 | 1
Glen Lyn | 3776_B_6 | 3776 | B | 6 | 2507 | Coal Steam |  | PJM_West | Virginia | 51 | Giles | 71 | 51071 | 235 | 10341 | 1957 | 2015 | wall | dry | N | Bituminous |  |  |  |  | LNB + STC |  |  |  | ESPC | ESPC | No |  |  |  | 1.75 | 0.41435 | 0.41435 | 0.41435 | 0.41435 | 0.64 | 0.97 | 1
Chesapeake | 3803_B_1 | 3803 | B | 1 | 2521 | Coal Steam |  | PJM_Dom | Virginia | 51 | Chesapeake | 550 | 51550 | 111 | 10432 | 1953 | 2014 | tangential | dry | N | Bituminous |  |  |  |  | OFA | SNCR |  | 2003 | ESPC | ESPC | No |  |  |  | 0.891 | 0.65963 | 0.65963 | 0.29489 | 0.29489 | 0.64 | 0.97 | 1
Chesapeake | 3803_B_2 | 3803 | B | 2 | 2522 | Coal Steam |  | PJM_Dom | Virginia | 51 | Chesapeake | 550 | 51550 | 111 | 10416 | 1954 | 2015 | tangential | dry | N | Bituminous |  |  |  |  | OFA | SNCR |  | 2004 | ESPC | ESPC | No |  |  |  | 0.885 | 0.64029 | 0.64029 | 0.28994 | 0.28994 | 0.64 | 0.97 | 1
Kanawha River | 3936_B_1 | 3936 | B | 1 | 2541 | Coal Steam |  | PJM_West | West Virginia | 54 | Kanawha | 39 | 54039 | 200 | 10140 | 1953 | 2015 | vertical | dry | N | Bituminous |  |  |  |  | LNB + OFA |  |  |  | ESPC | ESPC | Yes |  |  |  | 1.75 | 0.33015 | 0.33015 | 0.33015 | 0.33015 | 0.64 | 0.97 | 1
Kanawha River | 3936_B_2 | 3936 | B | 2 | 2542 | Coal Steam |  | PJM_West | West Virginia | 54 | Kanawha | 39 | 54039 | 200 | 10141 | 1953 | 2015 | vertical | dry | N | Bituminous |  |  |  |  | LNB + OFA |  |  |  | ESPC | ESPC | Yes |  |  |  | 1.75 | 0.30762 | 0.30762 | 0.30762 | 0.30762 | 0.64 | 0.97 | 1
Philip Sporn | 3938_B_11 | 3938 | B | 11 | 2543 | Coal Steam |  | PJM_West | West Virginia | 54 | Mason | 53 | 54053 | 145 | 10536 | 1950 | 2015 | vertical | dry | N | Bituminous |  |  |  |  | LNB |  |  |  | ESPC | ESPC | No |  |  |  | 3.2 | 0.2809 | 0.2809 | 0.2809 | 0.2809 | 0.64 | 0.97 | 1
Philip Sporn | 3938_B_21 | 3938 | B | 21 | 2544 | Coal Steam |  | PJM_West | West Virginia | 54 | Mason | 53 | 54053 | 145 | 10379 | 1950 | 2015 | vertical | dry | N | Bituminous |  |  |  |  | LNB |  |  |  | ESPC | ESPC | No |  |  |  | 3.2 | 0.26271 | 0.26271 | 0.26271 | 0.26271 | 0.64 | 0.97 | 1
Philip Sporn | 3938_B_31 | 3938 | B | 31 | 2545 | Coal Steam |  | PJM_West | West Virginia | 54 | Mason | 53 | 54053 | 145 | 10410 | 1951 | 2015 | vertical | dry | N | Bituminous |  |  |  |  | LNB | SNCR |  | 2009 | ESPC | ESPC | No |  |  |  | 3.2 | 0.3094 | 0.27812 | 0.3094 | 0.27812 | 0.64 | 0.97 | 1
Philip Sporn | 3938_B_41 | 3938 | B | 41 | 2546 | Coal Steam |  | PJM_West | West Virginia | 54 | Mason | 53 | 54053 | 145 | 10382 | 1952 | 2015 | vertical | dry | N | Bituminous |  |  |  |  | LNB | SNCR |  | 2009 | ESPC | ESPC | No |  |  |  | 3.2 | 0.365 | 0.28652 | 0.365 | 0.28652 | 0.64 | 0.97 | 1
Philip Sporn | 3938_B_51 | 3938 | B | 51 | 2547 | Coal Steam |  | PJM_West | West Virginia | 54 | Mason | 53 | 54053 | 440 | 10025 | 1960 | 2012 | wall | dry | N | Bituminous |  |  |  |  | LNB |  |  |  | ESPC | ESPC | No |  |  |  | 3.2 | 0.37951 | 0.37951 | 0.32 | 0.32 | 0.64 | 0.97 | 1
FirstEnergy Albright | 3942_B_1 | 3942 | B | 1 | 2548 | Coal Steam |  | PJM_AP | West Virginia | 54 | Preston | 77 | 54077 | 73 | 12335 | 1952 | 2012 | wall | dry | N | Bituminous |  |  |  |  | LNB |  |  |  | ESPC | ESPC + B | No |  |  |  | 3.2 | 0.73337 | 0.73337 | 0.47873 | 0.47873 | 0.2 | 0.75 | 1
FirstEnergy Albright | 3942_B_2 | 3942 | B | 2 | 2549 | Coal Steam |  | PJM_AP | West Virginia | 54 | Preston | 77 | 54077 | 73 | 12289 | 1952 | 2012 | wall | dry | N | Bituminous |  |  |  |  | LNB + OFA |  |  |  | ESPC | ESPC | No |  |  |  | 3.2 | 0.43282 | 0.43282 | 0.43282 | 0.43282 | 0.64 | 0.97 | 1
FirstEnergy Albright | 3942_B_3 | 3942 | B | 3 | 2550 | Coal Steam |  | PJM_AP | West Virginia | 54 | Preston | 77 | 54077 | 137 | 11776 | 1954 | 2012 | tangential | dry | N | Bituminous |  |  |  |  | LNC3 |  |  |  | ESPC | ESPC + B | Yes |  |  |  | 3.2 | 0.295 | 0.295 | 0.295 | 0.295 | 0.2 | 0.75 | 1
FirstEnergy Rivesville | 3945_B_7 | 3945 | B | 7 | 2556 | Coal Steam |  | PJM_AP | West Virginia | 54 | MARION | 49 | 54049 | 37 | 14500 | 1943 | 2012 | vertical | dry | N | Bituminous | [8 empty] | ESPC | ESPC | No |  |  |  | 1.85 | 0.83461 | 0.83461 | 0.50077 | 0.50077 | 0.64 | 0.97 | 1
FirstEnergy Rivesville | 3945_B_8 | 3945 | B | 8 | 2557 | Coal Steam |  | PJM_AP | West Virginia | 54 | MARION | 49 | 54049 | 88 | 13859 | 1951 | 2012 | vertical | dry | N | Bituminous | [8 empty] | ESPC | ESPC | No |  |  |  | 1.85 | 0.75364 | 0.75364 | 0.49 | 0.49 | 0.64 | 0.97 | 1
FirstEnergy Willow Island | 3946_B_1 | 3946 | B | 1 | 2558 | Coal Steam |  | PJM_AP | West Virginia | 54 | Pleasants | 73 | 54073 | 54 | 13981 | 1949 | 2012 | vertical | dry | N | Subbituminous |  |  |  |  | OFA |  |  |  | ESPC | ESPC | No |  |  |  | 2.7 | 0.40589 | 0.40589 | 0.40589 | 0.40589 | 0.64 | 0.97 | 1
FirstEnergy Willow Island | 3946_B_2 | 3946 | B | 2 | 2559 | Coal Steam |  | PJM_AP | West Virginia | 54 | Pleasants | 73 | 54073 | 181 | 13199 | 1960 | 2012 | cyclone | wet | N | Subbituminous |  |  |  |  | OFA |  |  |  | ESPH | ESPH | No |  |  |  | 2.7 | 0.75629 | 0.75629 | 0.75629 | 0.75629 | 0.9 | 0.94 | 1
Kammer | 3947_B_1 | 3947 | B | 1 | 2560 | Coal Steam |  | PJM_West | West Virginia | 54 | Marshall | 51 | 54051 | 200 | 10826 | 1958 | 2015 | cyclone | wet | N | Bituminous |  |  |  |  | OFA |  |  |  | ESPC | ESPC | No |  |  |  | 2.7 | 0.45301 | 0.45301 | 0.45301 | 0.45301 | 0.64 | 0.97 | 1
Kammer | 3947_B_2 | 3947 | B | 2 | 2561 | Coal Steam |  | PJM_West | West Virginia | 54 | Marshall | 51 | 54051 | 200 | 10746 | 1958 | 2015 | cyclone | wet | N | Bituminous |  |  |  |  | OFA |  |  |  | ESPC | ESPC | No |  |  |  | 2.7 | 0.43049 | 0.43049 | 0.43049 | 0.43049 | 0.64 | 0.97 | 1
Kammer | 3947_B_3 | 3947 | B | 3 | 2562 | Coal Steam |  | PJM_West | West Virginia | 54 | Marshall | 51 | 54051 | 200 | 10807 | 1958 | 2015 | cyclone | wet | N | Bituminous |  |  |  |  | OFA |  |  |  | ESPC | ESPC | No |  |  |  | 2.7 | 0.42897 | 0.42897 | 0.42897 | 0.42897 | 0.64 | 0.97 | 1
Nelson Dewey | 4054_B_1 | 4054 | B | 1 | 2601 | Coal Steam |  | MIS_WUMS | Wisconsin | 55 | Grant | 43 | 55043 | 115 | 11169 | 1959 | 2016 | cyclone | wet | N | Subbituminous |  |  |  |  | OFA | SNCR |  | 2009 | ESPC | ESPC + B | No |  |  |  | 3.2 | 0.46799 | 0.46799 | 0.46799 | 0.46799 | 0.2 | 0.75 | 1
Nelson Dewey | 4054_B_2 | 4054 | B | 2 | 2602 | Coal Steam |  | MIS_WUMS | Wisconsin | 55 | Grant | 43 | 55043 | 111 | 11136 | 1962 | 2016 | cyclone | wet | N | Subbituminous |  |  |  |  | OFA | SNCR |  | 2009 | ESPC | ESPC + B | No |  |  |  | 3.2 | 0.46571 | 0.46571 | 0.46571 | 0.46571 | 0.2 | 0.75 | 1 |  |  |  | Yes
Neil Simpson | 4150_B_5 | 4150 | B | 5 |  | Coal Steam |  | WECC_WY | Wyoming | 56 | Campbell | 5 | 56005 | 14.6 | 13983 | 1969 | 2014 |  |  | N | Subbituminous |  |  |  |  | LNB |  |  |  | ESPC | ESPC | Yes |  |  |  | 1.2 | 0.37613 | 0.37613 | 0.37613 | 0.37613 | 0.64 | 0.97 | 1 |  |  |  | Yes
Osage | 4151_B_1 | 4151 | B | 1 |  | Coal Steam |  | WECC_WY | Wyoming | 56 | Weston | 45 | 56045 | 10.1 | 14500 | 1948 | 2010 |  |  | N | Subbituminous | [8 empty] | ESPC | ESPC | No |  |  |  | 1.2 | 0.44513 | 0.44513 | 0.44513 | 0.44513 | 0.64 | 0.97 | 1
Osage | 4151_B_2 | 4151 | B | 2 |  | Coal Steam |  | WECC_WY | Wyoming | 56 | Weston | 45 | 56045 | 10.1 | 14500 | 1949 | 2010 |  |  | N | Subbituminous | [8 empty] | ESPC | ESPC | No |  |  |  | 1.2 | 0.44513 | 0.44513 | 0.44513 | 0.44513 | 0.64 | 0.97 | 1
Osage | 4151_B_3 | 4151 | B | 3 |  | Coal Steam |  | WECC_WY | Wyoming | 56 | Weston | 45 | 56045 | 10.1 | 14500 | 1952 | 2010 |  |  | N | Subbituminous | [8 empty] | ESPC | ESPC | No |  |  |  | 1.2 | 0.44513 | 0.44513 | 0.44513 | 0.44513 | 0.64 | 0.97 | 1
W N Clark | 462_B_55 | 462 | B | 55 |  | Coal Steam |  | WECC_CO | Colorado | 8 | Fremont | 43 | 08043 | 17.6 | 13247 | 1955 | 2013 |  |  | N | Bituminous | [8 empty] | B | B | NA |  |  |  | 1.8 | 0.44513 | 0.44513 | 0.44513 | 0.44513 | 0.11 | 0.27 | 1
W N Clark | 462_B_59 | 462 | B | 59 |  | Coal Steam |  | WECC_CO | Colorado | 8 | Fremont | 43 | 08043 | 24.9 | 13136 | 1959 | 2013 |  |  | N | Bituminous | [8 empty] | B | B | NA |  |  |  | 1.2 | 0.44513 | 0.44513 | 0.44513 | 0.44513 | 0.11 | 0.27 | 1
Cherokee | 469_B_3 | 469 | B | 3 | 297 | Coal Steam |  | WECC_CO | Colorado | 8 | Adams | 1 | 08001 | 152 | 10444 | 1962 | 2016 | wall | dry | N | Bituminous, Subbituminous | Dry Scrubber | 2002 | 85 | 90 | LNBO |  |  |  | B | B | NA |  |  |  | 0.88 | 0.35817 | 0.35817 | 0.35817 | 0.35817 | 0.05 | 0.75 | 1 | 95 | 99 |  | Yes
Alloy Steam Station | 50012_B_BLR4 | 50012 | B | BLR4 |  | Coal Steam |  | PJM_West | West Virginia | 54 | Fayette | 19 | 54019 | 38 | 12518 | 1950 | 2007 | wall | dry | N | Bituminous | [8 empty] | ESPC | ESPC | Yes |  |  |  | 3.2 | 0.53534 | 0.53534 | 0.32 | 0.32 | 0.64 | 0.97 | 1
Indian River Generating Station | 594_B_1 | 594 | B | 1 | 385 | Coal Steam |  | PJM_EMAC | Delaware | 10 | Sussex | 5 | 10005 | 89 | 11545 | 1957 | 2011 | wall | dry | N | Bituminous, Subbituminous |  |  |  |  | LNBO | SNCR |  | 2008 | ESPC | ESPC | No | ACI | 2011 | 90 | 0.26 | 0.3 | 0.3 | 0.3 | 0.3 | 0.1 | 0.1 | 0.1
Indian River Generating Station | 594_B_2 | 594 | B | 2 | 385 | Coal Steam |  | PJM_EMAC | Delaware | 10 | Sussex | 5 | 10005 | 89 | 11512 | 1959 | 2010 | wall | dry | N | Bituminous, Subbituminous |  |  |  |  | LNBO | SNCR |  | 2008 | ESPC | ESPC | No | ACI | 2009 | 90 | 0.26 | 0.3 | 0.3 | 0.3 | 0.3 | 0.1 | 0.1 | 0.1
Pearl Station | 6238_B_1A | 6238 | B | 1A |  | Coal Steam |  | MIS_IL | Illinois | 17 | Pike | 149 | 17149 | 22.2 | 13039 | 1967 | 2012 |  |  | N | Bituminous |  |  | 11.8 | 11.8 |  |  |  |  | B + WS | B + WS | NA |  |  |  | 6.8 | 0.44513 | 0.44513 | 0.44513 | 0.44513 | 0.11 | 0.27 | 1 | 16.8 | 16.8 |  | Yes
North Branch | 7537_B_A | 7537 | B | A | 3127 | Coal Steam |  | PJM_Dom | West Virginia | 54 | Grant | 23 | 54023 | 37 | 13240 | 1992 | 2014 | FBC | dry | N | Waste Coal | Reagent Injection |  | 91.6 | 91.6 | CF |  |  |  | B | B | NA |  |  |  | 0.678 | 0.35355 | 0.35355 | 0.35355 | 0.35355 | 0.01 | 0.01 | 0.01 | 95 | 95
North Branch | 7537_B_B | 7537 | B | B | 3128 | Coal Steam |  | PJM_Dom | West Virginia | 54 | Grant | 23 | 54023 | 37 | 13240 | 1992 | 2014 | FBC | dry | N | Waste Coal | Reagent Injection |  | 91.6 | 91.6 | CF |  |  |  | B | B | NA |  |  |  | 0.678 | 0.35676 | 0.35676 | 0.35676 | 0.35676 | 0.01 | 0.01 | 0.01 | 95 | 95
Hutsonville | 863_B_05 | 863 | B | 05 | 580 | Coal Steam |  | MIS_IL | Illinois | 17 | Crawford | 33 | 17033 | 75 | 11520 | 1953 | 2011 | tangential | dry | N | Bituminous, Subbituminous |  |  | 53 | 53 |  |  |  |  | ESPC | ESPC | No | ACI | 2009 | 90 | 0.5 | 0.25247 | 0.25247 | 0.12 | 0.12 | 0.1 | 0.1 | 0.1 | 63 | 63 | Yes
Hutsonville | 863_B_06 | 863 | B | 06 | 581 | Coal Steam |  | MIS_IL | Illinois | 17 | Crawford | 33 | 17033 | 76 | 11408 | 1954 | 2011 | tangential | dry | N | Bituminous, Subbituminous | [8 empty] | ESPC | ESPC | No | ACI | 2009 | 90 | 0.5 | 0.26887 | 0.26887 | 0.12293 | 0.12293 | 0.1 | 0.1 | 0.1
Meredosia | 864_B_01 | 864 | B | 01 | 582 | Coal Steam |  | MIS_IL | Illinois | 17 | Morgan | 137 | 17137 | 26 | 12560 | 1948 | 2009 | tangential | dry | N | Bituminous | [8 empty] | ESPC | ESPC | No |  |  |  | 0.5 | 0.52189 | 0.52189 | 0.24145 | 0.24145 | 0.64 | 0.97 | 1
Meredosia | 864_B_02 | 864 | B | 02 | 583 | Coal Steam |  | MIS_IL | Illinois | 17 | Morgan | 137 | 17137 | 26 | 12560 | 1948 | 2009 | tangential | dry | N | Bituminous | [8 empty] | ESPC | ESPC | No |  |  |  | 0.5 | 0.54401 | 0.54401 | 0.24764 | 0.24764 | 0.64 | 0.97 | 1
Meredosia | 864_B_03 | 864 | B | 03 | 584 | Coal Steam |  | MIS_IL | Illinois | 17 | Morgan | 137 | 17137 | 26 | 12560 | 1949 | 2009 | tangential | dry | N | Bituminous | [8 empty] | ESPC | ESPC | No |  |  |  | 0.5 | 0.54263 | 0.54263 | 0.24726 | 0.24726 | 0.64 | 0.97 | 1
Meredosia | 864_B_04 | 864 | B | 04 | 585 | Coal Steam |  | MIS_IL | Illinois | 17 | Morgan | 137 | 17137 | 26 | 12560 | 1949 | 2009 | tangential | dry | N | Bituminous | [8 empty] | ESPC | ESPC | No |  |  |  | 0.5 | 0.51654 | 0.51654 | 0.24 | 0.24 | 0.64 | 0.97 | 1
Meredosia | 864_B_05 | 864 | B | 05 | 586 | Coal Steam |  | MIS_IL | Illinois | 17 | Morgan | 137 | 17137 | 203 | 11051 | 1960 | 2011 | tangential | dry | N | Bituminous, Subbituminous |  |  |  |  | LNC1 |  |  |  | ESPC | ESPC | No | ACI | 2009 | 90 | 0.5 | 0.22339 | 0.22339 | 0.14671 | 0.14671 | 0.1 | 0.1 | 0.1
Crawford | 867_B_7 | 867 | B | 7 | 588 | Coal Steam |  | PJM_COMD | Illinois | 17 | Cook | 31 | 17031 | 213 | 10061 | 1958 | 2012 | tangential | dry | N | Bituminous, Subbituminous |  |  |  |  | LNC3 |  |  |  | ESPC | ESPC + B | No | ACI | 2009 | 90 | 1.8 | 0.11329 | 0.11329 | 0.11329 | 0.11329 | 0.1 | 0.1 | 0.1
Crawford | 867_B_8 | 867 | B | 8 | 589 | Coal Steam |  | PJM_COMD | Illinois | 17 | Cook | 31 | 17031 | 319 | 10093 | 1961 | 2012 | tangential | dry | N | Bituminous, Subbituminous |  |  |  |  | LNC3 |  |  |  | ESPC | ESPC + B | No | ACI | 2009 | 90 | 1.8 | 0.14667 | 0.14667 | 0.14667 | 0.14667 | 0.1 | 0.1 | 0.1
Fisk Street | 886_B_19 | 886 | B | 19 | 604 | Coal Steam |  | PJM_COMD | Illinois | 17 | Cook | 31 | 17031 | 326 | 10446 | 1959 | 2012 | tangential | dry | N | Bituminous, Subbituminous |  |  |  |  | LNC3 |  |  |  | ESPC | ESPC + B | No | ACI | 2009 | 90 | 1.8 | 0.12984 | 0.12984 | 0.12984 | 0.12984 | 0.1 | 0.1 | 0.1
Vermilion | 897_B_1 | 897 | B | 1 | 625 | Coal Steam |  | MIS_IL | Illinois | 17 | Vermilion | 183 | 17183 | 62 | 12123 | 1955 | 2012 | tangential | dry | N | Subbituminous |  |  |  |  | LNC2 | SNCR |  | 2004 | ESPC + B | ESPC + B | No | ACI | 2007 | 90 | 1.2 | 0.2297 | 0.2297 | 0.17035 | 0.17035 | 0.1 | 0.1 | 0.1
Vermilion | 897_B_2 | 897 | B | 2 | 626 | Coal Steam |  | MIS_IL | Illinois | 17 | Vermilion | 183 | 17183 | 99 | 11890 | 1956 | 2012 | tangential | dry | N | Subbituminous |  |  |  |  | LNC2 |  |  |  | ESPC + B | ESPC + B | No | ACI | 2007 | 90 | 1.2 | 0.2651 | 0.2651 | 0.1966 | 0.1966 | 0.1 | 0.1 | 0.1
Tanners Creek | 988_B_U1 | 988 | B | U1 | 665 | Coal Steam |  | PJM_West | Indiana | 18 | Dearborn | 29 | 18029 | 145 | 10687 | 1951 | 2015 | vertical | dry | N | Bituminous |  |  |  |  | LNB + OFA | SNCR |  | 2009 | ESPC | ESPC | No |  |  |  | 1.2 | 0.3003 | 0.28793 | 0.3003 | 0.28793 | 0.64 | 0.97 | 1
Tanners Creek | 988_B_U2 | 988 | B | U2 | 666 | Coal Steam |  | PJM_West | Indiana | 18 | Dearborn | 29 | 18029 | 145 | 10718 | 1952 | 2015 | vertical | dry | N | Bituminous |  |  |  |  | LNB + OFA | SNCR |  | 2009 | ESPC | ESPC | No |  |  |  | 1.2 | 0.28627 | 0.28627 | 0.28627 | 0.28627 | 0.64 | 0.97 | 1
Tanners Creek | 988_B_U3 | 988 | B | U3 | 667 | Coal Steam |  | PJM_West | Indiana | 18 | Dearborn | 29 | 18029 | 200 | 10744 | 1954 | 2015 | vertical | dry | N | Bituminous |  |  |  |  | LNB + OFA | SNCR |  | 2009 | ESPC | ESPC | No |  |  |  | 1.2 | 0.3045 | 0.29694 | 0.3045 | 0.29694 | 0.64 | 0.97 | 1
Jefferies | 3319_G_3 | 3319 | G | 3 | 2239 | Coal Steam |  | S_VACA | South Carolina | 45 | Berkeley | 15 | 45015 | 152 | 10675 | 1970 | 2013 | wall | dry | N | Bituminous |  |  |  |  | LNB |  |  |  | ESPC | ESPC | No |  |  |  | 7 | 0.52217 | 0.52217 | 0.39173 | 0.39173 | 0.64 | 0.97 | 1
Jefferies | 3319_G_4 | 3319 | G | 4 | 2240 | Coal Steam |  | S_VACA | South Carolina | 45 | Berkeley | 15 | 45015 | 150 | 10632 | 1970 | 2013 | wall | dry | N | Bituminous |  |  |  |  | LNB |  |  |  | ESPC | ESPC | No |  |  |  | 7 | 0.46533 | 0.46533 | 0.35608 | 0.35608 | 0.64 | 0.97 | 1
Nine Mile Point | 1403_G_6 | 1403 | G | 6 |  | Combined Cycle |  | S_D_AMSO | Louisiana | 22 | Jefferson | 51 | 22051 | 0 | 7050 | 2015 | 2015 |  |  | Y | Natural Gas, Distillate Fuel Oil | [5 empty] | SCR | [9 empty] | 0.05 | 0.05 | 0.05 | 0.05
Kinsleys Landfill | 10045_G_0011 | 10045 | G | 0011 |  | Landfill Gas |  | PJM_EMAC | New Jersey | 34 | GLOUCESTER | 15 | 34015 | 0.5 | 13500 | 1985 | 2014 |  |  | N | Landfill Gas | [15 empty] | 0.043947 | 0.043947 | 0.043947 | 0.043947
Kinsleys Landfill | 10045_G_0012 | 10045 | G | 0012 |  | Landfill Gas |  | PJM_EMAC | New Jersey | 34 | GLOUCESTER | 15 | 34015 | 0.5 | 13500 | 1985 | 2014 |  |  | N | Landfill Gas | [15 empty] | 0.043947 | 0.043947 | 0.043947 | 0.043947
Kinsleys Landfill | 10045_G_0013 | 10045 | G | 0013 |  | Landfill Gas |  | PJM_EMAC | New Jersey | 34 | GLOUCESTER | 15 | 34015 | 0.5 | 13500 | 1985 | 2014 |  |  | N | Landfill Gas | [15 empty] | 0.043947 | 0.043947 | 0.043947 | 0.043947
Kinsleys Landfill | 10045_G_0014 | 10045 | G | 0014 |  | Landfill Gas |  | PJM_EMAC | New Jersey | 34 | GLOUCESTER | 15 | 34015 | 0.5 | 13500 | 1985 | 2014 |  |  | N | Landfill Gas | [15 empty] | 0.043947 | 0.043947 | 0.043947 | 0.043947
Miami Wabash | 1006_G_4 | 1006 | G | 4 |  | Combustion Turbine | Combustion Turbine | MIS_INKY | Indiana | 18 | Wabash | 169 | 18169 | 16 | 25000 | 1968 | 2011 |  |  | N | Distillate Fuel Oil | [14 empty] | 1.6 | 0.38083 | 0.38083 | 0.38083 | 0.38083
TMC LLC | 10347_G_GEN1 | 10347 | G | GEN1 |  | Biomass |  | FRCC | Florida | 12 | Jefferson | 65 | 12065 | 7.5 | 38971 | 1990 | 2012 |  |  | N | Biomass | [15 empty] | 0.22926 | 0.22926 | 0.22926 | 0.22926
Newby Island II | 10389_G_1 | 10389 | G | 1 |  | Landfill Gas |  | WEC_CALN | California | 6 | Santa Clara | 85 | 06085 | 1 | 15960 | 1989 | 2012 |  |  | N | Landfill Gas | [15 empty] | 0.043947 | 0.043947 | 0.043947 | 0.043947
Newby Island II | 10389_G_2 | 10389 | G | 2 |  | Landfill Gas |  | WEC_CALN | California | 6 | Santa Clara | 85 | 06085 | 1 | 15961 | 1989 | 2012 |  |  | N | Landfill Gas | [15 empty] | 0.043947 | 0.043947 | 0.043947 | 0.043947
Newby Island II | 10389_G_3 | 10389 | G | 3 |  | Landfill Gas |  | WEC_CALN | California | 6 | Santa Clara | 85 | 06085 | 1 | 15961 | 1989 | 2012 |  |  | N | Landfill Gas | [15 empty] | 0.043947 | 0.043947 | 0.043947 | 0.043947
Little Company of Mary Hospital | 10400_G_GEN1 | 10400 | G | GEN1 |  | Combustion Turbine | Combustion Turbine | PJM_COMD | Illinois | 17 | Cook | 31 | 17031 | 3.2 | 8700 | 1989 | 2012 |  |  | Y | Natural Gas | [14 empty] | 1 | 0.47776 | 0.47776 | 0.47776 | 0.47776
Northwind Energy | 10738_G_GEN1 | 10738 | G | GEN1 |  | Wind |  | WEC_CALN | California | 6 | Contra Costa | 13 | 06013 | 12.1 | 0 | 1986 | 2012 |  |  | N | Wind | [15 empty] | 0 | 0 | 0 | 0
Seaford Delaware Plant | 10793_G_GEN1 | 10793 | G | GEN1 |  | O/G Steam |  | PJM_EMAC | Delaware | 10 | Sussex | 5 | 10005 | 9 | 8300 | 1939 | 2009 |  |  | Y | Natural Gas, Distillate Fuel Oil | [15 empty] | 0.27132 | 0.27132 | 0.27132 | 0.27132
Lowell Cogen Plant | 10802_G_GEN1 | 10802 | G | GEN1 |  | Combined Cycle |  | NENGREST | Massachusetts | 25 | Middlesex | 17 | 25017 | 20 | 10307 | 1988 | 2013 |  |  | N | Natural Gas, Distillate Fuel Oil |  |  |  |  | H2O | [10 empty] | 0.50048 | 0.50048 | 0.50048 | 0.50048
Lowell Cogen Plant | 10802_G_GEN2 | 10802 | G | GEN2 |  | Combined Cycle |  | NENGREST | Massachusetts | 25 | Middlesex | 17 | 25017 | 8.5 | 10307 | 1988 | 2013 |  |  | N | Natural Gas, Distillate Fuel Oil | [15 empty] | 0.50048 | 0.50048 | 0.50048 | 0.50048
Winsor Dam Power Station | 10826_G_WINS | 10826 | G | WINS |  | Hydro |  | NENGREST | Massachusetts | 25 | Hampshire | 15 | 25015 | 0.6 | 0 | 1950 | 1991 |  |  | N | Hydro | [15 empty] | 0 | 0 | 0 | 0
Estherville | 1137_G_6 | 1137 | G | 6 |  | Combustion Turbine | IC Engine | MIS_IA | Iowa | 19 | Emmet | 63 | 19063 | 1.7 | 12832 | 1950 | 2013 |  |  | N | Distillate Fuel Oil | [14 empty] | 2.5 | 0.73033 | 0.73033 | 0.73033 | 0.73033
Saguaro | 118_G_PV1 | 118 | G | PV1 |  | Solar Thermal |  | WECC_AZ | Arizona | 4 | Pinal | 21 | 04021 | 1 | 9760 | 2005 | 2013 |  |  | N | Solar | [15 empty] | 0 | 0 | 0 | 0
Holt Dam | 12_G_1 | 12 | G | 1 |  | Hydro |  | S_SOU | Alabama | 1 | Tuscaloosa | 125 | 01125 | 45 | 0 | 1968 | 2016 |  |  | N | Hydro | [15 empty] | 0 | 0 | 0 | 0
West Liberty | 1200_G_1 | 1200 | G | 1 |  | Combustion Turbine | IC Engine | MIS_IL | Iowa | 19 | Muscatine | 139 | 19139 | 0.7 | 19050 | 1948 | 2011 |  |  | N | Distillate Fuel Oil | [14 empty] | 2.5 | 0.73033 | 0.73033 | 0.73033 | 0.73033
Riverton | 1239_G_9 | 1239 | G | 9 |  | Combustion Turbine | Combustion Turbine | SPP_N | Kansas | 20 | Cherokee | 21 | 20021 | 12 | 10745 | 1964 | 2014 |  |  | N | Natural Gas, Distillate Fuel Oil | [15 empty] | 0.47776 | 0.47776 | 0.47776 | 0.47776
Iola | 1291_G_11 | 1291 | G | 11 |  | Combustion Turbine | IC Engine | SPP_N | Kansas | 20 | Allen | 1 | 20001 | 2.1 | 11358 | 1988 | 2013 |  |  | N | Distillate Fuel Oil | [15 empty] | 2.3355 | 2.3355 | 2.3355 | 2.3355
Iola | 1291_G_12 | 1291 | G | 12 |  | Combustion Turbine | IC Engine | SPP_N | Kansas | 20 | Allen | 1 | 20001 | 2 | 11386 | 1988 | 2013 |  |  | N | Distillate Fuel Oil | [15 empty] | 2.3355 | 2.3355 | 2.3355 | 2.3355
Iola | 1291_G_13 | 1291 | G | 13 |  | Combustion Turbine | IC Engine | SPP_N | Kansas | 20 | Allen | 1 | 20001 | 2 | 11386 | 1988 | 2013 |  |  | N | Distillate Fuel Oil | [15 empty] | 2.3355 | 2.3355 | 2.3355 | 2.3355
Stafford | 1325_G_1 | 1325 | G | 1 |  | Combustion Turbine | IC Engine | SPP_WEST | Kansas | 20 | Stafford | 185 | 20185 | 0.9 | 16316 | 1960 | 2011 |  |  | N | Natural Gas, Distillate Fuel Oil | [14 empty] | 3 | 2.3355 | 2.3355 | 2.3355 | 2.3355
Great Bend | 1334_G_6 | 1334 | G | 6 |  | Combustion Turbine | IC Engine | SPP_WEST | Kansas | 20 | Barton | 9 | 20009 | 3 | 18000 | 1954 | 2012 |  |  | N | Natural Gas, Distillate Fuel Oil | [15 empty] | 2.0543 | 2.0543 | 2.0543 | 2.0543
Eastport | 1468_G_1 | 1468 | G | 1 |  | Combustion Turbine | IC Engine | NENG_ME | Maine | 23 | Washington | 29 | 23029 | 0.7 | 10745 | 1948 | 2014 |  |  | N | Distillate Fuel Oil | [14 empty] | 2 | 2.3355 | 2.3355 | 2.3355 | 2.3355
Eastport | 1468_G_2 | 1468 | G | 2 |  | Combustion Turbine | IC Engine | NENG_ME | Maine | 23 | Washington | 29 | 23029 | 0.7 | 10745 | 1949 | 2014 |  |  | N | Distillate Fuel Oil | [14 empty] | 2 | 2.3355 | 2.3355 | 2.3355 | 2.3355
Eastport | 1468_G_3 | 1468 | G | 3 |  | Combustion Turbine | IC Engine | NENG_ME | Maine | 23 | Washington | 29 | 23029 | 2 | 10745 | 1949 | 2014 |  |  | N | Distillate Fuel Oil | [14 empty] | 2 | 2.3355 | 2.3355 | 2.3355 | 2.3355
Medway | 1474_G_IC1 | 1474 | G | IC1 |  | Combustion Turbine | IC Engine | NENG_ME | Maine | 23 | Penobscot | 19 | 23019 | 2 | 10745 | 1960 | 2014 |  |  | N | Distillate Fuel Oil | [14 empty] | 2 | 2.3355 | 2.3355 | 2.3355 | 2.3355
Medway | 1474_G_IC2 | 1474 | G | IC2 |  | Combustion Turbine | IC Engine | NENG_ME | Maine | 23 | Penobscot | 19 | 23019 | 2 | 10745 | 1960 | 2014 |  |  | N | Distillate Fuel Oil | [14 empty] | 2 | 2.3355 | 2.3355 | 2.3355 | 2.3355
Medway | 1474_G_IC3 | 1474 | G | IC3 |  | Combustion Turbine | IC Engine | NENG_ME | Maine | 23 | Penobscot | 19 | 23019 | 2 | 10745 | 1960 | 2014 |  |  | N | Distillate Fuel Oil | [14 empty] | 2 | 2.3355 | 2.3355 | 2.3355 | 2.3355
Medway | 1474_G_IC4 | 1474 | G | IC4 |  | Combustion Turbine | IC Engine | NENG_ME | Maine | 23 | Penobscot | 19 | 23019 | 2 | 10745 | 1960 | 2014 |  |  | N | Distillate Fuel Oil | [14 empty] | 2 | 2.3355 | 2.3355 | 2.3355 | 2.3355
PPL Veazie Hydro Station | 1479_G_VZ01 | 1479 | G | VZ01 |  | Hydro |  | NENG_ME | Maine | 23 | Penobscot | 19 | 23019 | 0.7 | 0 | 1933 | 2013 |  |  | N | Hydro | [15 empty] | 0 | 0 | 0 | 0
PPL Veazie Hydro Station | 1479_G_VZ02 | 1479 | G | VZ02 |  | Hydro |  | NENG_ME | Maine | 23 | Penobscot | 19 | 23019 | 0.3 | 0 | 1920 | 2013 |  |  | N | Hydro | [15 empty] | 0 | 0 | 0 | 0
PPL Veazie Hydro Station | 1479_G_VZ03 | 1479 | G | VZ03 |  | Hydro |  | NENG_ME | Maine | 23 | Penobscot | 19 | 23019 | 0.3 | 0 | 1920 | 2013 |  |  | N | Hydro | [15 empty] | 0 | 0 | 0 | 0
PPL Veazie Hydro Station | 1479_G_VZ04 | 1479 | G | VZ04 |  | Hydro |  | NENG_ME | Maine | 23 | Penobscot | 19 | 23019 | 0.3 | 0 | 1920 | 2013 |  |  | N | Hydro | [15 empty] | 0 | 0 | 0 | 0
PPL Veazie Hydro Station | 1479_G_VZ05 | 1479 | G | VZ05 |  | Hydro |  | NENG_ME | Maine | 23 | Penobscot | 19 | 23019 | 0.3 | 0 | 1920 | 2013 |  |  | N | Hydro | [15 empty] | 0 | 0 | 0 | 0
PPL Veazie Hydro Station | 1479_G_VZ06 | 1479 | G | VZ06 |  | Hydro |  | NENG_ME | Maine | 23 | Penobscot | 19 | 23019 | 0.3 | 0 | 1920 | 2013 |  |  | N | Hydro | [15 empty] | 0 | 0 | 0 | 0
PPL Veazie Hydro Station | 1479_G_VZ07 | 1479 | G | VZ07 |  | Hydro |  | NENG_ME | Maine | 23 | Penobscot | 19 | 23019 | 0.3 | 0 | 1920 | 2013 |  |  | N | Hydro | [15 empty] | 0 | 0 | 0 | 0
PPL Veazie Hydro Station | 1479_G_VZ08 | 1479 | G | VZ08 |  | Hydro |  | NENG_ME | Maine | 23 | Penobscot | 19 | 23019 | 0.3 | 0 | 1920 | 2013 |  |  | N | Hydro | [15 empty] | 0 | 0 | 0 | 0
PPL Veazie Hydro Station | 1479_G_VZ09 | 1479 | G | VZ09 |  | Hydro |  | NENG_ME | Maine | 23 | Penobscot | 19 | 23019 | 0.3 | 0 | 1920 | 2013 |  |  | N | Hydro | [15 empty] | 0 | 0 | 0 | 0
PPL Veazie Hydro Station | 1479_G_VZ10 | 1479 | G | VZ10 |  | Hydro |  | NENG_ME | Maine | 23 | Penobscot | 19 | 23019 | 0.3 | 0 | 1920 | 2013 |  |  | N | Hydro | [15 empty] | 0 | 0 | 0 | 0
PPL Veazie Hydro Station | 1479_G_VZ11 | 1479 | G | VZ11 |  | Hydro |  | NENG_ME | Maine | 23 | Penobscot | 19 | 23019 | 0.3 | 0 | 1920 | 2013 |  |  | N | Hydro | [15 empty] | 0 | 0 | 0 | 0
PPL Veazie Hydro Station | 1479_G_VZ12 | 1479 | G | VZ12 |  | Hydro |  | NENG_ME | Maine | 23 | Penobscot | 19 | 23019 | 0.3 | 0 | 1920 | 2013 |  |  | N | Hydro | [15 empty] | 0 | 0 | 0 | 0
PPL Veazie Hydro Station | 1479_G_VZ13 | 1479 | G | VZ13 |  | Hydro |  | NENG_ME | Maine | 23 | Penobscot | 19 | 23019 | 0.3 | 0 | 1920 | 2013 |  |  | N | Hydro | [15 empty] | 0 | 0 | 0 | 0
PPL Veazie Hydro Station | 1479_G_VZ14 | 1479 | G | VZ14 |  | Hydro |  | NENG_ME | Maine | 23 | Penobscot | 19 | 23019 | 0.3 | 0 | 1920 | 2013 |  |  | N | Hydro | [15 empty] | 0 | 0 | 0 | 0
PPL Veazie Hydro Station | 1479_G_VZ15 | 1479 | G | VZ15 |  | Hydro |  | NENG_ME | Maine | 23 | Penobscot | 19 | 23019 | 0.5 | 0 | 1914 | 2013 |  |  | N | Hydro | [15 empty] | 0 | 0 | 0 | 0
PPL Veazie Hydro Station | 1479_G_VZ16 | 1479 | G | VZ16 |  | Hydro |  | NENG_ME | Maine | 23 | Penobscot | 19 | 23019 | 1.4 | 0 | 1938 | 2013 |  |  | N | Hydro | [15 empty] | 0 | 0 | 0 | 0
PPL Veazie Hydro Station | 1479_G_VZ17 | 1479 | G | VZ17 |  | Hydro |  | NENG_ME | Maine | 23 | Penobscot | 19 | 23019 | 1.4 | 0 | 1938 | 2013 |  |  | N | Hydro | [15 empty] | 0 | 0 | 0 | 0
Osceola | 172_G_10 | 172 | G | 10 |  | Combustion Turbine | IC Engine | S_D_N_AR | Arkansas | 5 | Mississippi | 93 | 05093 | 1.6 | 10745 | 1992 | 2012 |  |  | N | Distillate Fuel Oil | [15 empty] | 2.3355 | 2.3355 | 2.3355 | 2.3355
Osceola | 172_G_11 | 172 | G | 11 |  | Combustion Turbine | IC Engine | S_D_N_AR | Arkansas | 5 | Mississippi | 93 | 05093 | 1.6 | 10745 | 1993 | 2012 |  |  | N | Distillate Fuel Oil | [15 empty] | 2.3355 | 2.3355 | 2.3355 | 2.3355
Osceola | 172_G_12 | 172 | G | 12 |  | Combustion Turbine | IC Engine | S_D_N_AR | Arkansas | 5 | Mississippi | 93 | 05093 | 1.6 | 10745 | 1999 | 2012 |  |  | N | Distillate Fuel Oil | [15 empty] | 2.3355 | 2.3355 | 2.3355 | 2.3355
Coldwater | 1819_G_3 | 1819 | G | 3 |  | Combustion Turbine | IC Engine | MIS_LMI | Michigan | 26 | Branch | 23 | 26023 | 3.5 | 18000 | 1969 | 2012 |  |  | N | Natural Gas, Distillate Fuel Oil | [14 empty] | 1.67 | 2.0543 | 2.0543 | 2.0543 | 2.0543
Moorhead | 1995_G_6 | 1995 | G | 6 |  | Combustion Turbine | Combustion Turbine | MAP_WAUE | Minnesota | 27 | Clay | 27 | 27027 | 5.9 | 21038 | 1961 | 2011 |  |  | N | Distillate Fuel Oil | [15 empty] | 0.76538 | 0.76538 | 0.76538 | 0.76538
Two Harbors | 2016_G_3 | 2016 | G | 3 |  | Combustion Turbine | IC Engine | MIS_MNWI | Minnesota | 27 | Lake | 75 | 27075 | 1.9 | 25000 | 1972 | 2012 |  |  | N | Natural Gas, Distillate Fuel Oil | [15 empty] | 2.3355 | 2.3355 | 2.3355 | 2.3355
Jack Watson | 2049_G_A | 2049 | G | A |  | Combustion Turbine | Combustion Turbine | S_SOU | Mississippi | 28 | Harrison | 47 | 28047 | 33 | 25000 | 1970 | 2016 |  |  | N | Natural Gas | [14 empty] | 4.8 | 0.26902 | 0.26902 | 0.26902 | 0.26902
Viaduct | 2096_G_1 | 2096 | G | 1 |  | Combustion Turbine | Combustion Turbine | MIS_MO | Missouri | 29 | Cape Girardeau | 31 | 29031 | 26 | 25000 | 1967 | 2011 |  |  | N | Natural Gas | [14 empty] | 2.3 | 0.7006 | 0.7006 | 0.7006 | 0.7006
La Plata | 2140_G_8 | 2140 | G | 8 |  | Combustion Turbine | IC Engine | MIS_MO | Missouri | 29 | Macon | 121 | 29121 | 0.9 | 19764 | 1998 | 2012 |  |  | N | Distillate Fuel Oil | [14 empty] | 2.3 | 2.3355 | 2.3355 | 2.3355 | 2.3355
La Plata | 2140_G_9 | 2140 | G | 9 |  | Combustion Turbine | IC Engine | MIS_MO | Missouri | 29 | Macon | 121 | 29121 | 0.9 | 16754 | 1998 | 2012 |  |  | N | Distillate Fuel Oil | [14 empty] | 2.3 | 2.3355 | 2.3355 | 2.3355 | 2.3355
Macon | 2141_G_1 | 2141 | G | 1 |  | Combustion Turbine | IC Engine | MIS_MO | Missouri | 29 | Macon | 121 | 29121 | 4.8 | 10745 | 1968 | 2012 |  |  | N | Natural Gas, Distillate Fuel Oil | [14 empty] | 2.3 | 2.3355 | 2.3355 | 2.3355 | 2.3355
Odessa | 2148_G_2 | 2148 | G | 2 |  | Combustion Turbine | IC Engine | SPP_N | Missouri | 29 | Lafayette | 107 | 29107 | 0.2 | 10834 | 1939 | 2011 |  |  | N | Distillate Fuel Oil | [14 empty] | 2.3 | 2.3355 | 2.3355 | 2.3355 | 2.3355
Odessa | 2148_G_5 | 2148 | G | 5 |  | Combustion Turbine | IC Engine | SPP_N | Missouri | 29 | Lafayette | 107 | 29107 | 1 | 10797 | 1957 | 2008 |  |  | N | Natural Gas, Distillate Fuel Oil | [14 empty] | 2.3 | 2.3355 | 2.3355 | 2.3355 | 2.3355
Owensville | 2149_G_3A | 2149 | G | 3A |  | Combustion Turbine | IC Engine | MIS_MO | Missouri | 29 | Gasconade | 73 | 29073 | 1.8 | 10745 | 1998 | 2011 |  |  | N | Distillate Fuel Oil | [14 empty] | 2.3 | 2.3355 | 2.3355 | 2.3355 | 2.3355
Owensville | 2149_G_4A | 2149 | G | 4A |  | Combustion Turbine | IC Engine | MIS_MO | Missouri | 29 | Gasconade | 73 | 29073 | 1.3 | 10745 | 1989 | 2011 |  |  | N | Distillate Fuel Oil | [14 empty] | 2.3 | 2.3355 | 2.3355 | 2.3355 | 2.3355
Owensville | 2149_G_4B | 2149 | G | 4B |  | Combustion Turbine | IC Engine | MIS_MO | Missouri | 29 | Gasconade | 73 | 29073 | 1.8 | 10745 | 1998 | 2011 |  |  | N | Distillate Fuel Oil | [14 empty] | 2.3 | 2.3355 | 2.3355 | 2.3355 | 2.3355
Owensville | 2149_G_5 | 2149 | G | 5 |  | Combustion Turbine | IC Engine | MIS_MO | Missouri | 29 | Gasconade | 73 | 29073 | 1.3 | 10745 | 1966 | 2011 |  |  | N | Distillate Fuel Oil | [14 empty] | 2.3 | 2.3355 | 2.3355 | 2.3355 | 2.3355
Owensville | 2149_G_6 | 2149 | G | 6 |  | Combustion Turbine | IC Engine | MIS_MO | Missouri | 29 | Gasconade | 73 | 29073 | 1.8 | 10745 | 1999 | 2011 |  |  | N | Distillate Fuel Oil | [14 empty] | 2.3 | 2.3355 | 2.3355 | 2.3355 | 2.3355
Owensville | 2149_G_6A | 2149 | G | 6A |  | Combustion Turbine | IC Engine | MIS_MO | Missouri | 29 | Gasconade | 73 | 29073 | 1.8 | 10745 | 1999 | 2011 |  |  | N | Distillate Fuel Oil | [14 empty] | 2.3 | 2.3355 | 2.3355 | 2.3355 | 2.3355
Coleman | 2158_G_IC1 | 2158 | G | IC1 |  | Combustion Turbine | IC Engine | SPP_WEST | Missouri | 29 | SCOTT | 201 | 29201 | 2 | 11107 | 1965 | 2011 |  |  | N | Distillate Fuel Oil | [14 empty] | 2.3 | 2.3355 | 2.3355 | 2.3355 | 2.3355
Coleman | 2158_G_IC2 | 2158 | G | IC2 |  | Combustion Turbine | IC Engine | SPP_WEST | Missouri | 29 | SCOTT | 201 | 29201 | 2.3 | 10907 | 1967 | 2011 |  |  | N | Distillate Fuel Oil | [14 empty] | 2.3 | 2.3355 | 2.3355 | 2.3355 | 2.3355
Main Street | 2162_G_1 | 2162 | G | 1 |  | Combustion Turbine | Combustion Turbine | SPP_N | Missouri | 29 | Greene | 77 | 29077 | 12 | 19438 | 1968 | 2010 |  |  | N | Distillate Fuel Oil | [14 empty] | 8 | 1.1999 | 1.1999 | 1.1999 | 1.1999
Trenton Diesel | 2163_G_4 | 2163 | G | 4 |  | Combustion Turbine | IC Engine | MIS_MO | Missouri | 29 | Grundy | 79 | 29079 | 0.9 | 11223 | 1948 | 2011 |  |  | N | Distillate Fuel Oil | [14 empty] | 2.3 | 2.3355 | 2.3355 | 2.3355 | 2.3355
Trenton Diesel | 2163_G_5 | 2163 | G | 5 |  | Combustion Turbine | IC Engine | MIS_MO | Missouri | 29 | Grundy | 79 | 29079 | 1 | 10920 | 1952 | 2011 |  |  | N | Distillate Fuel Oil | [14 empty] | 2.3 | 2.3355 | 2.3355 | 2.3355 | 2.3355
Mullen | 2280_G_3 | 2280 | G | 3 |  | Combustion Turbine | IC Engine | SPP_NEBR | Nebraska | 31 | Hooker | 91 | 31091 | 0.3 | 25000 | 1958 | 2011 |  |  | N | Distillate Fuel Oil | [14 empty] | 2.5 | 2.3355 | 2.3355 | 2.3355 | 2.3355
Mullen | 2280_G_4 | 2280 | G | 4 |  | Combustion Turbine | IC Engine | SPP_NEBR | Nebraska | 31 | Hooker | 91 | 31091 | 0.6 | 25000 | 1966 | 2012 |  |  | N | Distillate Fuel Oil | [14 empty] | 2.5 | 2.3355 | 2.3355 | 2.3355 | 2.3355
Sutherland | 2306_G_2 | 2306 | G | 2 |  | Combustion Turbine | IC Engine | SPP_NEBR | Nebraska | 31 | Lincoln | 111 | 31111 | 0.9 | 12167 | 1959 | 2009 |  |  | N | Distillate Fuel Oil | [14 empty] | 2.5 | 2.3355 | 2.3355 | 2.3355 | 2.3355
Sunrise | 2326_G_2 | 2326 | G | 2 |  | Combustion Turbine | Combustion Turbine | WECC_SNV | Nevada | 32 | Clark | 3 | 32003 | 69 | 15804 | 1974 | 2011 |  |  | N | Natural Gas | [14 empty] | 1.4 | 0.41232 | 0.41232 | 0.41232 | 0.41232
Tracy | 2336_G_GT1 | 2336 | G | GT1 |  | Combustion Turbine | Combustion Turbine | WECC_NNV | Nevada | 32 | Storey | 29 | 32029 | 10 | 12466 | 1961 | 2010 |  |  | N | Distillate Fuel Oil | [14 empty] | 1.4 | 0.032585 | 0.032585 | 0.032585 | 0.032585
Tracy | 2336_G_GT2 | 2336 | G | GT2 |  | Combustion Turbine | Combustion Turbine | WECC_NNV | Nevada | 32 | Storey | 29 | 32029 | 10 | 12466 | 1962 | 2010 |  |  | N | Distillate Fuel Oil | [14 empty] | 1.4 | 0.032585 | 0.032585 | 0.032585 | 0.032585
Kerckhoff | 250_G_H2 | 250 | G | H2 |  | Hydro |  | WEC_CALN | California | 6 | Fresno | 19 | 06019 | 8.6 | 0 | 1920 | 2013 |  |  | N | Hydro | [15 empty] | 0 | 0 | 0 | 0
Montauk | 2515_G_2 | 2515 | G | 2 |  | Combustion Turbine | IC Engine | NY_Z_K | New York | 36 | Suffolk | 103 | 36103 | 2 | 10885 | 1962 | 2013 |  |  | N | Distillate Fuel Oil | [14 empty] | 1.053 | 1.9945 | 1.9945 | 1.9945 | 1.9945
Montauk | 2515_G_3 | 2515 | G | 3 |  | Combustion Turbine | IC Engine | NY_Z_K | New York | 36 | Suffolk | 103 | 36103 | 2 | 10885 | 1965 | 2013 |  |  | N | Distillate Fuel Oil | [14 empty] | 1.053 | 1.9945 | 1.9945 | 1.9945 | 1.9945
Montauk | 2515_G_4 | 2515 | G | 4 |  | Combustion Turbine | IC Engine | NY_Z_K | New York | 36 | Suffolk | 103 | 36103 | 1.9 | 10885 | 1965 | 2013 |  |  | N | Distillate Fuel Oil | [14 empty] | 1.053 | 1.9945 | 1.9945 | 1.9945 | 1.9945
Rochester 3 | 2640_G_13 | 2640 | G | 13 |  | Combustion Turbine | Combustion Turbine | NY_Z_A&B | New York | 36 | Monroe | 55 | 36055 | 14.4 | 18256 | 1969 | 2011 |  |  | N | Distillate Fuel Oil | [14 empty] | 2.1059 | 0.4307 | 0.4307 | 0.4307 | 0.4307
Rochester 9 | 2644_G_2 | 2644 | G | 2 |  | Combustion Turbine | Combustion Turbine | NY_Z_A&B | New York | 36 | Monroe | 55 | 36055 | 14 | 16197 | 1969 | 2014 |  |  | N | Natural Gas | [14 empty] | 1.053 | 0.22245 | 0.22245 | 0.22245 | 0.22245
Cape Fear | 2708_G_1 | 2708 | G | 1 |  | Combined Cycle |  | S_VACA | North Carolina | 37 | Chatham | 37 | 37037 | 11 | 15000 | 1923 | 2011 |  |  | N | Distillate Fuel Oil | [14 empty] | 2.3 | 1.1998 | 1.1998 | 1.1998 | 1.1998
Cape Fear | 2708_G_1A | 2708 | G | 1A |  | Combined Cycle |  | S_VACA | North Carolina | 37 | Chatham | 37 | 37037 | 11 | 15000 | 1969 | 2013 |  |  | N | Distillate Fuel Oil | [14 empty] | 2.3 | 1.1998 | 1.1998 | 1.1998 | 1.1998
Cape Fear | 2708_G_2 | 2708 | G | 2 |  | Combined Cycle |  | S_VACA | North Carolina | 37 | Chatham | 37 | 37037 | 7 | 15000 | 1924 | 2011 |  |  | N | Distillate Fuel Oil | [14 empty] | 2.3 | 1.1997 | 1.1997 | 1.1997 | 1.1997
Cape Fear | 2708_G_2A | 2708 | G | 2A |  | Combined Cycle |  | S_VACA | North Carolina | 37 | Chatham | 37 | 37037 | 11 | 15000 | 1969 | 2013 |  |  | N | Distillate Fuel Oil | [14 empty] | 2.3 | 1.1997 | 1.1997 | 1.1997 | 1.1997
Cape Fear | 2708_G_2B | 2708 | G | 2B |  | Combined Cycle |  | S_VACA | North Carolina | 37 | Chatham | 37 | 37037 | 11 | 15000 | 1969 | 2012 |  |  | N | Distillate Fuel Oil | [14 empty] | 2.3 | 1.1997 | 1.1997 | 1.1997 | 1.1997
Morehead | 2711_G_GT1 | 2711 | G | GT1 |  | Combustion Turbine | Combustion Turbine | S_VACA | North Carolina | 37 | Carteret | 31 | 37031 | 12 | 17662 | 1968 | 2012 |  |  | N | Distillate Fuel Oil | [14 empty] | 2.3 | 1.2002 | 1.2002 | 1.2002 | 1.2002
L V Sutton | 2713_G_GT1 | 2713 | G | GT1 |  | Combustion Turbine | Combustion Turbine | S_VACA | North Carolina | 37 | New Hanover | 129 | 37129 | 11 | 25000 | 1968 | 2011 |  |  | N | Distillate Fuel Oil | [14 empty] | 2.3 | 1.2002 | 1.2002 | 1.2002 | 1.2002
L V Sutton | 2713_G_GTA | 2713 | G | GTA |  | Combustion Turbine | Combustion Turbine | S_VACA | North Carolina | 37 | New Hanover | 129 | 37129 | 24 | 25000 | 1969 | 2011 |  |  | N | Distillate Fuel Oil | [14 empty] | 2.3 | 1.2009 | 1.2009 | 1.2009 | 1.2009
L V Sutton | 2713_G_GTB | 2713 | G | GTB |  | Combustion Turbine | Combustion Turbine | S_VACA | North Carolina | 37 | New Hanover | 129 | 37129 | 26 | 25000 | 1969 | 2011 |  |  | N | Distillate Fuel Oil | [14 empty] | 2.3 | 1.2001 | 1.2001 | 1.2001 | 1.2001
Buck | 2720_G_CT10 | 2720 | G | CT10 |  | Combined Cycle |  | S_VACA | North Carolina | 37 | Rowan | 159 | 37159 | 0 | 7050 | 2011 | 2015 |  |  | N | Natural Gas, Distillate Fuel Oil | [15 empty] | 0.01 | 0.01 | 0.01 | 0.01
Buck | 2720_G_ST12 | 2720 | G | ST12 |  | Combined Cycle |  | S_VACA | North Carolina | 37 | Rowan | 159 | 37159 | 0 | 7050 | 2011 | 2015 |  |  | N | Natural Gas, Distillate Fuel Oil | [14 empty] | 0.0003 | 0.01 | 0.01 | 0.01 | 0.01
Dan River | 2723_G_CT1 | 2723 | G | CT1 |  | Combined Cycle |  | S_VACA | North Carolina | 37 | Rockingham | 157 | 37157 | 0 | 7050 | 2012 | 2015 |  |  | N | Natural Gas | [14 empty] | 0.0003 | 0.0105 | 0.0105 | 0.0105 | 0.0105
Dan River | 2723_G_CT2 | 2723 | G | CT2 |  | Combined Cycle |  | S_VACA | North Carolina | 37 | Rockingham | 157 | 37157 | 0 | 7050 | 2012 | 2015 |  |  | N | Natural Gas | [14 empty] | 0.0003 | 0.0105 | 0.0105 | 0.0105 | 0.0105
Dan River | 2723_G_ST | 2723 | G | ST |  | Combined Cycle |  | S_VACA | North Carolina | 37 | Rockingham | 157 | 37157 | 0 | 7050 | 2012 | 2015 |  |  | N | Natural Gas | [15 empty] | 0.0105 | 0.0105 | 0.0105 | 0.0105
Williston | 2791_G_3 | 2791 | G | 3 |  | Combustion Turbine | Combustion Turbine | MIS_MAPP | North Dakota | 38 | Williams | 105 | 38105 | 4.9 | 19311 | 1953 | 2012 |  |  | N | Natural Gas | [14 empty] | 3 | 0.47776 | 0.47776 | 0.47776 | 0.47776
Grand Forks | 2821_G_1 | 2821 | G | 1 |  | Combustion Turbine | IC Engine | MIS_MAPP | North Dakota | 38 | Grand Forks | 35 | 38035 | 0.7 | 10745 | 1941 | 2012 |  |  | N | Distillate Fuel Oil | [14 empty] | 3 | 2.3355 | 2.3355 | 2.3355 | 2.3355
Grand Forks | 2821_G_10 | 2821 | G | 10 |  | Combustion Turbine | IC Engine | MIS_MAPP | North Dakota | 38 | Grand Forks | 35 | 38035 | 1.1 | 10745 | 1949 | 2012 |  |  | N | Distillate Fuel Oil | [14 empty] | 3 | 2.3355 | 2.3355 | 2.3355 | 2.3355
Grand Forks | 2821_G_11 | 2821 | G | 11 |  | Combustion Turbine | IC Engine | MIS_MAPP | North Dakota | 38 | Grand Forks | 35 | 38035 | 1.1 | 10745 | 1949 | 2012 |  |  | N | Distillate Fuel Oil | [14 empty] | 3 | 2.3355 | 2.3355 | 2.3355 | 2.3355
Grand Forks | 2821_G_2 | 2821 | G | 2 |  | Combustion Turbine | IC Engine | MIS_MAPP | North Dakota | 38 | Grand Forks | 35 | 38035 | 0.7 | 10745 | 1941 | 2012 |  |  | N | Distillate Fuel Oil | [14 empty] | 3 | 2.3355 | 2.3355 | 2.3355 | 2.3355
Grand Forks | 2821_G_3 | 2821 | G | 3 |  | Combustion Turbine | IC Engine | MIS_MAPP | North Dakota | 38 | Grand Forks | 35 | 38035 | 0.7 | 10745 | 1941 | 2012 |  |  | N | Distillate Fuel Oil | [14 empty] | 3 | 2.3355 | 2.3355 | 2.3355 | 2.3355
Grand Forks | 2821_G_4 | 2821 | G | 4 |  | Combustion Turbine | IC Engine | MIS_MAPP | North Dakota | 38 | Grand Forks | 35 | 38035 | 1 | 10745 | 1946 | 2012 |  |  | N | Distillate Fuel Oil | [14 empty] | 3 | 2.3355 | 2.3355 | 2.3355 | 2.3355
Grand Forks | 2821_G_5 | 2821 | G | 5 |  | Combustion Turbine | IC Engine | MIS_MAPP | North Dakota | 38 | Grand Forks | 35 | 38035 | 1 | 10745 | 1946 | 2012 |  |  | N | Distillate Fuel Oil | [14 empty] | 3 | 2.3355 | 2.3355 | 2.3355 | 2.3355
Grand Forks | 2821_G_6 | 2821 | G | 6 |  | Combustion Turbine | IC Engine | MIS_MAPP | North Dakota | 38 | Grand Forks | 35 | 38035 | 1 | 10745 | 1946 | 2012 |  |  | N | Distillate Fuel Oil | [14 empty] | 3 | 2.3355 | 2.3355 | 2.3355 | 2.3355
Grand Forks | 2821_G_7 | 2821 | G | 7 |  | Combustion Turbine | IC Engine | MIS_MAPP | North Dakota | 38 | Grand Forks | 35 | 38035 | 1.1 | 10745 | 1949 | 2012 |  |  | N | Distillate Fuel Oil | [14 empty] | 3 | 2.3355 | 2.3355 | 2.3355 | 2.3355
Grand Forks | 2821_G_8 | 2821 | G | 8 |  | Combustion Turbine | IC Engine | MIS_MAPP | North Dakota | 38 | Grand Forks | 35 | 38035 | 1.1 | 10745 | 1949 | 2012 |  |  | N | Distillate Fuel Oil | [14 empty] | 3 | 2.3355 | 2.3355 | 2.3355 | 2.3355
Grand Forks | 2821_G_9 | 2821 | G | 9 |  | Combustion Turbine | IC Engine | MIS_MAPP | North Dakota | 38 | Grand Forks | 35 | 38035 | 1.1 | 10745 | 1949 | 2012 |  |  | N | Distillate Fuel Oil | [14 empty] | 3 | 2.3355 | 2.3355 | 2.3355 | 2.3355
Harwood | 2822_G_2 | 2822 | G | 2 |  | Combustion Turbine | IC Engine | MIS_MAPP | North Dakota | 38 | Cass | 17 | 38017 | 1.6 | 12234 | 1947 | 2012 |  |  | N | Distillate Fuel Oil | [14 empty] | 3 | 2.3355 | 2.3355 | 2.3355 | 2.3355
Harwood | 2822_G_3 | 2822 | G | 3 |  | Combustion Turbine | IC Engine | MIS_MAPP | North Dakota | 38 | Cass | 17 | 38017 | 1.6 | 12402 | 1947 | 2012 |  |  | N | Distillate Fuel Oil | [14 empty] | 3 | 2.3355 | 2.3355 | 2.3355 | 2.3355
Walter C Beckjord | 2830_G_GT1 | 2830 | G | GT1 |  | Combustion Turbine | Combustion Turbine | PJM_West | Ohio | 39 | Clermont | 25 | 39025 | 47 | 25000 | 1972 | 2014 |  |  | N | Distillate Fuel Oil | [14 empty] | 1.2 | 0.46669 | 0.46669 | 0.46669 | 0.46669
Walter C Beckjord | 2830_G_GT2 | 2830 | G | GT2 |  | Combustion Turbine | Combustion Turbine | PJM_West | Ohio | 39 | Clermont | 25 | 39025 | 47 | 25000 | 1972 | 2014 |  |  | N | Distillate Fuel Oil | [14 empty] | 1.2 | 0.47312 | 0.47312 | 0.47312 | 0.47312
Walter C Beckjord | 2830_G_GT3 | 2830 | G | GT3 |  | Combustion Turbine | Combustion Turbine | PJM_West | Ohio | 39 | Clermont | 25 | 39025 | 47 | 25000 | 1972 | 2014 |  |  | N | Distillate Fuel Oil | [14 empty] | 1.2 | 0.3158 | 0.3158 | 0.3158 | 0.3158
Walter C Beckjord | 2830_G_GT4 | 2830 | G | GT4 |  | Combustion Turbine | Combustion Turbine | PJM_West | Ohio | 39 | Clermont | 25 | 39025 | 47 | 25000 | 1972 | 2014 |  |  | N | Distillate Fuel Oil | [14 empty] | 1.2 | 0.458 | 0.458 | 0.458 | 0.458
FirstEnergy Mad River | 2860_G_CTA | 2860 | G | CTA |  | Combustion Turbine | Combustion Turbine | PJM_ATSI | Ohio | 39 | CLARK | 23 | 39023 | 25 | 17662 | 1972 | 2014 |  |  | N | Distillate Fuel Oil | [14 empty] | 1 | 0.64636 | 0.64636 | 0.64636 | 0.64636
FirstEnergy Mad River | 2860_G_CTB | 2860 | G | CTB |  | Combustion Turbine | Combustion Turbine | PJM_ATSI | Ohio | 39 | CLARK | 23 | 39023 | 25 | 17662 | 1972 | 2014 |  |  | N | Distillate Fuel Oil | [14 empty] | 1 | 0.64636 | 0.64636 | 0.64636 | 0.64636
Hamilton | 2917_G_GT1 | 2917 | G | GT1 |  | Combustion Turbine | Combustion Turbine | PJM_West | Ohio | 39 | Butler | 17 | 39017 | 8 | 19311 | 1964 | 2011 |  |  | N | Natural Gas | [14 empty] | 0.5 | 0.47776 | 0.47776 | 0.47776 | 0.47776
Enid | 2950_G_1 | 2950 | G | 1 |  | Combustion Turbine | Combustion Turbine | SPP_WEST | Oklahoma | 40 | Garfield | 47 | 40047 | 11.1 | 21295 | 1965 | 2012 |  |  | N | Natural Gas | [15 empty] | 0.47776 | 0.47776 | 0.47776 | 0.47776
Enid | 2950_G_2 | 2950 | G | 2 |  | Combustion Turbine | Combustion Turbine | SPP_WEST | Oklahoma | 40 | Garfield | 47 | 40047 | 10.5 | 21365 | 1965 | 2012 |  |  | N | Natural Gas | [15 empty] | 0.47776 | 0.47776 | 0.47776 | 0.47776
Enid | 2950_G_3 | 2950 | G | 3 |  | Combustion Turbine | Combustion Turbine | SPP_WEST | Oklahoma | 40 | Garfield | 47 | 40047 | 11.5 | 20116 | 1965 | 2012 |  |  | N | Natural Gas | [15 empty] | 0.47776 | 0.47776 | 0.47776 | 0.47776
Enid | 2950_G_4 | 2950 | G | 4 |  | Combustion Turbine | Combustion Turbine | SPP_WEST | Oklahoma | 40 | Garfield | 47 | 40047 | 10.5 | 21365 | 1965 | 2012 |  |  | N | Natural Gas | [15 empty] | 0.47776 | 0.47776 | 0.47776 | 0.47776
Woodward | 2958_G_GT1 | 2958 | G | GT1 |  | Combustion Turbine | Combustion Turbine | SPP_WEST | Oklahoma | 40 | Woodward | 153 | 40153 | 9.5 | 19084 | 1963 | 2012 |  |  | N | Natural Gas | [14 empty] | 0.8 | 0.47776 | 0.47776 | 0.47776 | 0.47776
Fairview | 2978_G_4 | 2978 | G | 4 |  | Combustion Turbine | IC Engine | SPP_WEST | Oklahoma | 40 | Major | 93 | 40093 | 0.8 | 13652 | 1948 | 2012 |  |  | N | Distillate Fuel Oil | [14 empty] | 0.8 | 2.3355 | 2.3355 | 2.3355 | 2.3355
Fairview | 2978_G_5 | 2978 | G | 5 |  | Combustion Turbine | IC Engine | SPP_WEST | Oklahoma | 40 | Major | 93 | 40093 | 1 | 13652 | 1954 | 2012 |  |  | N | Distillate Fuel Oil | [14 empty] | 0.8 | 2.3355 | 2.3355 | 2.3355 | 2.3355
El Cajon | 301_G_ENCI | 301 | G | ENCI |  | Combustion Turbine | Combustion Turbine | WEC_SDGE | California | 6 | San Diego | 73 | 06073 | 15 | 19099 | 1968 | 2013 |  |  | N | Natural Gas | [14 empty] | 0.74 | 0.0267 | 0.0267 | 0.0267 | 0.0267
Kearny | 303_G_KEA1 | 303 | G | KEA1 |  | Combustion Turbine | Combustion Turbine | WEC_SDGE | California | 6 | San Diego | 73 | 06073 | 16 | 16635 | 1972 | 2013 |  |  | N | Natural Gas | [14 empty] | 0.74 | 0.0267 | 0.0267 | 0.0267 | 0.0267
Kearny | 303_G_KEA2 | 303 | G | KEA2 |  | Combustion Turbine | Combustion Turbine | WEC_SDGE | California | 6 | San Diego | 73 | 06073 | 59 | 16636 | 1969 | 2013 |  |  | N | Natural Gas | [14 empty] | 0.74 | 0.0267 | 0.0267 | 0.0267 | 0.0267
Kearny | 303_G_KEA3 | 303 | G | KEA3 |  | Combustion Turbine | Combustion Turbine | WEC_SDGE | California | 6 | San Diego | 73 | 06073 | 61 | 16636 | 1969 | 2013 |  |  | N | Natural Gas | [14 empty] | 0.74 | 0.0267 | 0.0267 | 0.0267 | 0.0267
Miramar | 305_G_MRGT | 305 | G | MRGT |  | Combustion Turbine | Combustion Turbine | WEC_SDGE | California | 6 | San Diego | 73 | 06073 | 36 | 17138 | 1972 | 2013 |  |  | N | Natural Gas | [14 empty] | 0.74 | 0.0267 | 0.0267 | 0.0267 | 0.0267
New Castle Plant | 3138_G_EMDA | 3138 | G | EMDA |  | Combustion Turbine | IC Engine | PJM_ATSI | Pennsylvania | 42 | Lawrence | 73 | 42073 | 3 | 10745 | 1968 | 2015 |  |  | N | Distillate Fuel Oil | [14 empty] | 3.7 | 2.3355 | 2.3355 | 2.3355 | 2.3355
New Castle Plant | 3138_G_EMDB | 3138 | G | EMDB |  | Combustion Turbine | IC Engine | PJM_ATSI | Pennsylvania | 42 | Lawrence | 73 | 42073 | 3 | 10833 | 1968 | 2015 |  |  | N | Distillate Fuel Oil | [14 empty] | 3.7 | 2.3355 | 2.3355 | 2.3355 | 2.3355
H B Robinson | 3251_G_GT1 | 3251 | G | GT1 |  | Combustion Turbine | Combustion Turbine | S_VACA | South Carolina | 45 | Darlington | 31 | 45031 | 11 | 23549 | 1968 | 2013 |  |  | N | Natural Gas, Distillate Fuel Oil | [14 empty] | 3.5 | 0.47776 | 0.47776 | 0.47776 | 0.47776
Rocky River | 3305_G_IC1 | 3305 | G | IC1 |  | Combustion Turbine | IC Engine | S_VACA | South Carolina | 45 | Anderson | 7 | 45007 | 1.1 | 13387 | 1946 | 2013 |  |  | N | Distillate Fuel Oil | [14 empty] | 3.5 | 2.3355 | 2.3355 | 2.3355 | 2.3355
Nueces Bay | 3441_G_7 | 3441 | G | 7 |  | Combined Cycle |  | ERC_REST | Texas | 48 | Nueces | 355 | 48355 | 368 | 7793 | 1972 | 2005 |  |  | N | Natural Gas | [5 empty] | SCR | [9 empty] | 0.012297 | 0.012297 | 0.012297 | 0.012297
Victoria | 3443_G_5 | 3443 | G | 5 |  | Combined Cycle |  | ERC_REST | Texas | 48 | Victoria | 469 | 48469 | 125 | 7880 | 1963 | 2005 |  |  | N | Natural Gas | [5 empty] | SCR | [8 empty] | 0.003 | 0.020966 | 0.020966 | 0.020966 | 0.020966
Lake Creek | 3502_G_D1 | 3502 | G | D1 |  | Combustion Turbine | IC Engine | ERC_REST | Texas | 48 | McLennan | 309 | 48309 | 2 | 12774 | 1966 | 2009 |  |  | N | Distillate Fuel Oil | [14 empty] | 0.2 | 2.3355 | 2.3355 | 2.3355 | 2.3355
Lake Creek | 3502_G_D2 | 3502 | G | D2 |  | Combustion Turbine | IC Engine | ERC_REST | Texas | 48 | McLennan | 309 | 48309 | 2 | 12774 | 1966 | 2009 |  |  | N | Distillate Fuel Oil | [14 empty] | 0.2 | 2.3355 | 2.3355 | 2.3355 | 2.3355
Tradinghouse | 3506_G_1 | 3506 | G | 1 |  | O/G Steam |  | ERC_REST | Texas | 48 | McLennan | 309 | 48309 | 565 | 13025 | 1970 | 2010 |  |  | N | Natural Gas, Distillate Fuel Oil |  |  |  |  | FR + LNBO | [9 empty] | 1.16 | 0.14399 | 0.14399 | 0.14399 | 0.14399
Ty Cooke | 3602_G_GT1 | 3602 | G | GT1 |  | Combustion Turbine | Combustion Turbine | SPP_SPS | Texas | 48 | Lubbock | 303 | 48303 | 11 | 14693 | 1964 | 2012 |  |  | N | Natural Gas | [14 empty] | 3 | 0.47776 | 0.47776 | 0.47776 | 0.47776
Bountiful City | 3665_G_3 | 3665 | G | 3 |  | Combustion Turbine | IC Engine | WECC_UT | Utah | 49 | Davis | 11 | 49011 | 1.2 | 10745 | 1959 | 2011 |  |  | N | Natural Gas, Distillate Fuel Oil | [14 empty] | 0.85 | 2.0543 | 2.0543 | 2.0543 | 2.0543
Bountiful City | 3665_G_4 | 3665 | G | 4 |  | Combustion Turbine | IC Engine | WECC_UT | Utah | 49 | Davis | 11 | 49011 | 1 | 10745 | 1955 | 2011 |  |  | N | Natural Gas, Distillate Fuel Oil | [14 empty] | 0.85 | 2.0543 | 2.0543 | 2.0543 | 2.0543
Bountiful City | 3665_G_5 | 3665 | G | 5 |  | Combustion Turbine | IC Engine | WECC_UT | Utah | 49 | Davis | 11 | 49011 | 1 | 10745 | 1957 | 2011 |  |  | N | Natural Gas, Distillate Fuel Oil | [14 empty] | 0.85 | 2.0543 | 2.0543 | 2.0543 | 2.0543
Bountiful City | 3665_G_7 | 3665 | G | 7 |  | Combustion Turbine | IC Engine | WECC_UT | Utah | 49 | Davis | 11 | 49011 | 0.1 | 12774 | 1936 | 2011 |  |  | N | Distillate Fuel Oil | [15 empty] | 2.3355 | 2.3355 | 2.3355 | 2.3355
Vermont Yankee | 3751_G_1 | 3751 | G | 1 |  | Nuclear |  | NENGREST | Vermont | 50 | Windham | 25 | 50025 | 620.3 | 10460 | 1972 | 2014 |  |  | N | Nuclear Fuel | [15 empty] | 0 | 0 | 0 | 0
Low Moor | 3799_G_GT1 | 3799 | G | GT1 |  | Combustion Turbine | Combustion Turbine | PJM_Dom | Virginia | 51 | Alleghany | 5 | 51005 | 12 | 25000 | 1971 | 2016 |  |  | N | Distillate Fuel Oil | [14 empty] | 2.64 | 0.76538 | 0.76538 | 0.76538 | 0.76538
Low Moor | 3799_G_GT2 | 3799 | G | GT2 |  | Combustion Turbine | Combustion Turbine | PJM_Dom | Virginia | 51 | Alleghany | 5 | 51005 | 12 | 25000 | 1971 | 2016 |  |  | N | Distillate Fuel Oil | [14 empty] | 2.64 | 0.76538 | 0.76538 | 0.76538 | 0.76538
Low Moor | 3799_G_GT3 | 3799 | G | GT3 |  | Combustion Turbine | Combustion Turbine | PJM_Dom | Virginia | 51 | Alleghany | 5 | 51005 | 12 | 25000 | 1971 | 2016 |  |  | N | Distillate Fuel Oil | [14 empty] | 2.64 | 0.76538 | 0.76538 | 0.76538 | 0.76538
Low Moor | 3799_G_GT4 | 3799 | G | GT4 |  | Combustion Turbine | Combustion Turbine | PJM_Dom | Virginia | 51 | Alleghany | 5 | 51005 | 12 | 25000 | 1971 | 2016 |  |  | N | Distillate Fuel Oil | [14 empty] | 2.64 | 0.76538 | 0.76538 | 0.76538 | 0.76538
Chesapeake | 3803_G_7 | 3803 | G | 7 |  | Combustion Turbine | Combustion Turbine | PJM_Dom | Virginia | 51 | Chesapeake | 550 | 51550 | 16 | 20937 | 1969 | 2011 |  |  | N | Distillate Fuel Oil | [14 empty] | 2.64 | 0.76538 | 0.76538 | 0.76538 | 0.76538
Chesapeake | 3803_G_8 | 3803 | G | 8 |  | Combustion Turbine | Combustion Turbine | PJM_Dom | Virginia | 51 | Chesapeake | 550 | 51550 | 16 | 20937 | 1969 | 2011 |  |  | N | Distillate Fuel Oil | [14 empty] | 2.64 | 0.76538 | 0.76538 | 0.76538 | 0.76538
Chesapeake | 3803_G_9 | 3803 | G | 9 |  | Combustion Turbine | Combustion Turbine | PJM_Dom | Virginia | 51 | Chesapeake | 550 | 51550 | 16 | 20937 | 1970 | 2011 |  |  | N | Distillate Fuel Oil | [14 empty] | 2.64 | 0.76538 | 0.76538 | 0.76538 | 0.76538
Possum Point | 3804_G_GT1 | 3804 | G | GT1 |  | Combustion Turbine | Combustion Turbine | PJM_Dom | Virginia | 51 | Prince William | 153 | 51153 | 12 | 17991 | 1968 | 2015 |  |  | N | Distillate Fuel Oil | [14 empty] | 1.06 | 0.76538 | 0.76538 | 0.76538 | 0.76538
Possum Point | 3804_G_GT2 | 3804 | G | GT2 |  | Combustion Turbine | Combustion Turbine | PJM_Dom | Virginia | 51 | Prince William | 153 | 51153 | 12 | 17946 | 1968 | 2015 |  |  | N | Distillate Fuel Oil | [14 empty] | 1.06 | 0.76538 | 0.76538 | 0.76538 | 0.76538
Possum Point | 3804_G_GT3 | 3804 | G | GT3 |  | Combustion Turbine | Combustion Turbine | PJM_Dom | Virginia | 51 | Prince William | 153 | 51153 | 12 | 17946 | 1968 | 2015 |  |  | N | Distillate Fuel Oil | [14 empty] | 1.06 | 0.76538 | 0.76538 | 0.76538 | 0.76538
Possum Point | 3804_G_GT4 | 3804 | G | GT4 |  | Combustion Turbine | Combustion Turbine | PJM_Dom | Virginia | 51 | Prince William | 153 | 51153 | 12 | 17946 | 1968 | 2015 |  |  | N | Distillate Fuel Oil | [14 empty] | 1.06 | 0.76538 | 0.76538 | 0.76538 | 0.76538
Possum Point | 3804_G_GT5 | 3804 | G | GT5 |  | Combustion Turbine | Combustion Turbine | PJM_Dom | Virginia | 51 | Prince William | 153 | 51153 | 12 | 17946 | 1968 | 2015 |  |  | N | Distillate Fuel Oil | [14 empty] | 1.06 | 0.76538 | 0.76538 | 0.76538 | 0.76538
Possum Point | 3804_G_GT6 | 3804 | G | GT6 |  | Combustion Turbine | Combustion Turbine | PJM_Dom | Virginia | 51 | Prince William | 153 | 51153 | 12 | 17946 | 1968 | 2015 |  |  | N | Distillate Fuel Oil | [14 empty] | 1.06 | 0.76538 | 0.76538 | 0.76538 | 0.76538
Condit | 3846_G_1 | 3846 | G | 1 |  | Hydro |  | WECC_PNW | Washington | 53 | Klickitat | 39 | 53039 | 7.7 | 0 | 1913 | 2011 |  |  | N | Hydro | [15 empty] | 0 | 0 | 0 | 0
Condit | 3846_G_2 | 3846 | G | 2 |  | Hydro |  | WECC_PNW | Washington | 53 | Klickitat | 39 | 53039 | 7.4 | 0 | 1913 | 2011 |  |  | N | Hydro | [15 empty] | 0 | 0 | 0 | 0
Wanapum | 3888_G_1 | 3888 | G | 1 |  | Hydro |  | WECC_PNW | Washington | 53 | Grant | 25 | 53025 | 97 | 0 | 1963 | 2012 |  |  | N | Hydro | [15 empty] | 0 | 0 | 0 | 0
Wanapum | 3888_G_10 | 3888 | G | 10 |  | Hydro |  | WECC_PNW | Washington | 53 | Grant | 25 | 53025 | 112 | 0 | 1963 | 2014 |  |  | N | Hydro | [15 empty] | 0 | 0 | 0 | 0
Wanapum | 3888_G_5 | 3888 | G | 5 |  | Hydro |  | WECC_PNW | Washington | 53 | Grant | 25 | 53025 | 97 | 0 | 1963 | 2011 |  |  | N | Hydro | [15 empty] | 0 | 0 | 0 | 0
Wanapum | 3888_G_7 | 3888 | G | 7 |  | Hydro |  | WECC_PNW | Washington | 53 | Grant | 25 | 53025 | 115 | 0 | 1963 | 2010 |  |  | N | Hydro | [15 empty] | 0 | 0 | 0 | 0
Wanapum | 3888_G_8 | 3888 | G | 8 |  | Hydro |  | WECC_PNW | Washington | 53 | Grant | 25 | 53025 | 112 | 0 | 1963 | 2013 |  |  | N | Hydro | [15 empty] | 0 | 0 | 0 | 0
Mt Storm | 3954_G_JF1 | 3954 | G | JF1 |  | Combustion Turbine | Combustion Turbine | PJM_Dom | West Virginia | 54 | Grant | 23 | 54023 | 11 | 18068 | 1967 | 2016 |  |  | N | Distillate Fuel Oil | [14 empty] | 2.7 | 0.76538 | 0.76538 | 0.76538 | 0.76538
Eagle River | 4062_G_1 | 4062 | G | 1 |  | Combustion Turbine | IC Engine | MIS_WUMS | Wisconsin | 55 | Vilas | 125 | 55125 | 2.1 | 11503 | 1964 | 2011 |  |  | N | Distillate Fuel Oil | [14 empty] | 3 | 2.3355 | 2.3355 | 2.3355 | 2.3355
Eagle River | 4062_G_2 | 4062 | G | 2 |  | Combustion Turbine | IC Engine | MIS_WUMS | Wisconsin | 55 | Vilas | 125 | 55125 | 2.1 | 12372 | 1964 | 2011 |  |  | N | Distillate Fuel Oil | [14 empty] | 3 | 2.3355 | 2.3355 | 2.3355 | 2.3355
New Badger | 4120_G_1 | 4120 | G | 1 |  | Hydro |  | MIS_WUMS | Wisconsin | 55 | Outagamie | 87 | 55087 | 1.8 | 0 | 1928 | 2012 |  |  | N | Hydro | [15 empty] | 0 | 0 | 0 | 0
New Badger | 4120_G_2 | 4120 | G | 2 |  | Hydro |  | MIS_WUMS | Wisconsin | 55 | Outagamie | 87 | 55087 | 1.8 | 0 | 1928 | 2012 |  |  | N | Hydro | [15 empty] | 0 | 0 | 0 | 0
Old Badger | 4121_G_3 | 4121 | G | 3 |  | Hydro |  | MIS_WUMS | Wisconsin | 55 | Outagamie | 87 | 55087 | 1 | 0 | 1907 | 2012 |  |  | N | Hydro | [15 empty] | 0 | 0 | 0 | 0
Old Badger | 4121_G_4 | 4121 | G | 4 |  | Hydro |  | MIS_WUMS | Wisconsin | 55 | Outagamie | 87 | 55087 | 1 | 0 | 1907 | 2012 |  |  | N | Hydro | [15 empty] | 0 | 0 | 0 | 0
Endicott Station | 4259_G_2 | 4259 | G | 2 |  | Combustion Turbine | IC Engine | MIS_LMI | Michigan | 26 | HILLSDALE | 59 | 26059 | 1.6 | 13336 | 2006 | 2012 |  |  | N | Distillate Fuel Oil | [15 empty] | 2.3355 | 2.3355 | 2.3355 | 2.3355
Endicott Station | 4259_G_3 | 4259 | G | 3 |  | Combustion Turbine | IC Engine | MIS_LMI | Michigan | 26 | HILLSDALE | 59 | 26059 | 1.6 | 14233 | 2006 | 2012 |  |  | N | Distillate Fuel Oil | [15 empty] | 2.3355 | 2.3355 | 2.3355 | 2.3355
Barney M Davis | 4939_G_2 | 4939 | G | 2 |  | Combined Cycle |  | ERC_REST | Texas | 48 | Nueces | 355 | 48355 | 347 | 7509 | 1976 | 2009 |  |  | N | Natural Gas | [5 empty] | SCR | [9 empty] | 0.017408 | 0.017408 | 0.017408 | 0.017408
Chalk Cliff Cogen | 50003_G_GEN1 | 50003 | G | GEN1 |  | Combustion Turbine | Combustion Turbine | WEC_CALN | California | 6 | Kern | 29 | 06029 | 46 | 8700 | 1990 | 2015 |  |  | Y | Natural Gas | [14 empty] | 0.74 | 0.0267 | 0.0267 | 0.0267 | 0.0267
Tillotson Rubber | 50095_G_HG1 | 50095 | G | HG1 |  | Hydro |  | NENGREST | New Hampshire | 33 | Coos | 7 | 33007 | 0.1 | 0 | 1980 | 2011 |  |  | N | Hydro | [15 empty] | 0 | 0 | 0 | 0
United Cogen | 50104_G_G-1 | 50104 | G | G-1 |  | Combined Cycle |  | WECC_SF | California | 6 | San Mateo | 81 | 06081 | 22 | 9714 | 1985 | 2012 |  |  | Y | Natural Gas, Distillate Fuel Oil | [15 empty] | 0.012 | 0.012 | 0.012 | 0.012
United Cogen | 50104_G_G-2 | 50104 | G | G-2 |  | Combined Cycle |  | WECC_SF | California | 6 | San Mateo | 81 | 06081 | 7 | 9714 | 1985 | 2012 |  |  | Y | Natural Gas | [15 empty] | 0.008 | 0.008 | 0.008 | 0.008
Onondaga Energy Partners LP | 50346_G_ON1 | 50346 | G | ON1 |  | Landfill Gas |  | NY_Z_C&E | New York | 36 | Onondaga | 67 | 36067 | 0.6 | 13500 | 1987 | 2010 |  |  | N | Landfill Gas | [15 empty] | 0.043947 | 0.043947 | 0.043947 | 0.043947
Ware Energy | 50419_G_GEN1 | 50419 | G | GEN1 |  | Biomass |  | NENGREST | Massachusetts | 25 | Hampshire | 15 | 25015 | 8.7 | 24604 | 1986 | 2012 |  |  | N | Biomass | [15 empty] | 0.22926 | 0.22926 | 0.22926 | 0.22926
Lake Gas Recovery | 50575_G_GEN3 | 50575 | G | GEN3 |  | Landfill Gas |  | PJM_COMD | Illinois | 17 | Cook | 31 | 17031 | 2.9 | 19987 | 1993 | 2013 |  |  | N | Landfill Gas | [15 empty] | 0.043947 | 0.043947 | 0.043947 | 0.043947
KMS Crossroads | 50693_G_DG-1 | 50693 | G | DG-1 |  | Combustion Turbine | IC Engine | PJM_EMAC | New Jersey | 34 | Bergen | 3 | 34003 | 0.1 | 12774 | 1988 | 2011 |  |  | Y | Natural Gas | [14 empty] | 0.000452 | 0.3337 | 0.3337 | 0.3337 | 0.3337
KMS Crossroads | 50693_G_DG-3 | 50693 | G | DG-3 |  | Combustion Turbine | IC Engine | PJM_EMAC | New Jersey | 34 | Bergen | 3 | 34003 | 0.1 | 12774 | 1988 | 2011 |  |  | Y | Natural Gas | [15 empty] | 0.3337 | 0.3337 | 0.3337 | 0.3337
KMS Crossroads | 50693_G_TG-4 | 50693 | G | TG-4 |  | Combustion Turbine | Combustion Turbine | PJM_EMAC | New Jersey | 34 | Bergen | 3 | 34003 | 0.1 | 19311 | 1996 | 2011 |  |  | Y | Natural Gas | [15 empty] | 0.18367 | 0.18367 | 0.18367 | 0.18367
Ormesa IH | 50762_G_OE11 | 50762 | G | OE11 |  | Geothermal |  | WECC_IID | California | 6 | Imperial | 25 | 06025 | 1 | 9760 | 1989 | 2016 |  |  | N | Geothermal | [15 empty] | 0 | 0 | 0 | 0 | 0.4625 | 0.4625 | 0.4625
Ormesa IE | 50764_G_OE10 | 50764 | G | OE10 |  | Geothermal |  | WECC_IID | California | 6 | Imperial | 25 | 06025 | 0.6 | 9760 | 1988 | 2009 |  |  | N | Geothermal | [15 empty] | 0 | 0 | 0 | 0 | 0.4625 | 0.4625 | 0.4625
Ormesa IE | 50764_G_OE11 | 50764 | G | OE11 |  | Geothermal |  | WECC_IID | California | 6 | Imperial | 25 | 06025 | 1 | 9760 | 1988 | 2009 |  |  | N | Geothermal | [15 empty] | 0 | 0 | 0 | 0 | 0.4625 | 0.4625 | 0.4625
Ormesa IE | 50764_G_OE12 | 50764 | G | OE12 |  | Geothermal |  | WECC_IID | California | 6 | Imperial | 25 | 06025 | 0.6 | 9760 | 1988 | 2009 |  |  | N | Geothermal | [15 empty] | 0 | 0 | 0 | 0 | 0.4625 | 0.4625 | 0.4625
Ormesa IE | 50764_G_OEC1 | 50764 | G | OEC1 |  | Geothermal |  | WECC_IID | California | 6 | Imperial | 25 | 06025 | 1 | 9760 | 1988 | 2009 |  |  | N | Geothermal | [15 empty] | 0 | 0 | 0 | 0 | 0.4625 | 0.4625 | 0.4625
Ormesa IE | 50764_G_OEC2 | 50764 | G | OEC2 |  | Geothermal |  | WECC_IID | California | 6 | Imperial | 25 | 06025 | 0.6 | 9760 | 1988 | 2009 |  |  | N | Geothermal | [15 empty] | 0 | 0 | 0 | 0 | 0.4625 | 0.4625 | 0.4625
Ormesa IE | 50764_G_OEC3 | 50764 | G | OEC3 |  | Geothermal |  | WECC_IID | California | 6 | Imperial | 25 | 06025 | 1 | 9760 | 1988 | 2009 |  |  | N | Geothermal | [15 empty] | 0 | 0 | 0 | 0 | 0.4625 | 0.4625 | 0.4625
Ormesa IE | 50764_G_OEC4 | 50764 | G | OEC4 |  | Geothermal |  | WECC_IID | California | 6 | Imperial | 25 | 06025 | 0.6 | 9760 | 1988 | 2009 |  |  | N | Geothermal | [15 empty] | 0 | 0 | 0 | 0 | 0.4625 | 0.4625 | 0.4625
Ormesa IE | 50764_G_OEC5 | 50764 | G | OEC5 |  | Geothermal |  | WECC_IID | California | 6 | Imperial | 25 | 06025 | 1 | 9760 | 1988 | 2009 |  |  | N | Geothermal | [15 empty] | 0 | 0 | 0 | 0 | 0.4625 | 0.4625 | 0.4625
Ormesa IE | 50764_G_OEC6 | 50764 | G | OEC6 |  | Geothermal |  | WECC_IID | California | 6 | Imperial | 25 | 06025 | 0.6 | 9760 | 1988 | 2009 |  |  | N | Geothermal | [15 empty] | 0 | 0 | 0 | 0 | 0.4625 | 0.4625 | 0.4625
Ormesa IE | 50764_G_OEC7 | 50764 | G | OEC7 |  | Geothermal |  | WECC_IID | California | 6 | Imperial | 25 | 06025 | 1 | 9760 | 1988 | 2009 |  |  | N | Geothermal | [15 empty] | 0 | 0 | 0 | 0 | 0.4625 | 0.4625 | 0.4625
Ormesa IE | 50764_G_OEC8 | 50764 | G | OEC8 |  | Geothermal |  | WECC_IID | California | 6 | Imperial | 25 | 06025 | 0.6 | 9760 | 1988 | 2009 |  |  | N | Geothermal | [15 empty] | 0 | 0 | 0 | 0 | 0.4625 | 0.4625 | 0.4625
Ormesa IE | 50764_G_OEC9 | 50764 | G | OEC9 |  | Geothermal |  | WECC_IID | California | 6 | Imperial | 25 | 06025 | 1 | 9760 | 1988 | 2009 |  |  | N | Geothermal | [15 empty] | 0 | 0 | 0 | 0 | 0.4625 | 0.4625 | 0.4625
Ormesa I | 50766_G_OE1 | 50766 | G | OE1 |  | Geothermal |  | WECC_IID | California | 6 | Imperial | 25 | 06025 | 0.7 | 9760 | 1986 | 2003 |  |  | N | Geothermal | [15 empty] | 0 | 0 | 0 | 0 | 0.4625 | 0.4625 | 0.4625
Ormesa I | 50766_G_OE10 | 50766 | G | OE10 |  | Geothermal |  | WECC_IID | California | 6 | Imperial | 25 | 06025 | 0.7 | 9760 | 1986 | 2003 |  |  | N | Geothermal | [15 empty] | 0 | 0 | 0 | 0 | 0.4625 | 0.4625 | 0.4625
Ormesa I | 50766_G_OE13 | 50766 | G | OE13 |  | Geothermal |  | WECC_IID | California | 6 | Imperial | 25 | 06025 | 0.7 | 9760 | 1986 | 2003 |  |  | N | Geothermal | [15 empty] | 0 | 0 | 0 | 0 | 0.4625 | 0.4625 | 0.4625
Ormesa I | 50766_G_OE16 | 50766 | G | OE16 |  | Geothermal |  | WECC_IID | California | 6 | Imperial | 25 | 06025 | 0.7 | 9760 | 1986 | 2003 |  |  | N | Geothermal | [15 empty] | 0 | 0 | 0 | 0 | 0.4625 | 0.4625 | 0.4625
Ormesa I | 50766_G_OE2 | 50766 | G | OE2 |  | Geothermal |  | WECC_IID | California | 6 | Imperial | 25 | 06025 | 0.7 | 9760 | 1986 | 2003 |  |  | N | Geothermal | [15 empty] | 0 | 0 | 0 | 0 | 0.4625 | 0.4625 | 0.4625
Ormesa I | 50766_G_OE23 | 50766 | G | OE23 |  | Geothermal |  | WECC_IID | California | 6 | Imperial | 25 | 06025 | 0.9 | 9760 | 1986 | 2008 |  |  | N | Geothermal | [15 empty] | 0 | 0 | 0 | 0 | 0.4625 | 0.4625 | 0.4625
Ormesa I | 50766_G_OE26 | 50766 | G | OE26 |  | Geothermal |  | WECC_IID | California | 6 | Imperial | 25 | 06025 | 0.9 | 9760 | 1986 | 2012 |  |  | N | Geothermal | [15 empty] | 0 | 0 | 0 | 0 | 0.4625 | 0.4625 | 0.4625
Ormesa I | 50766_G_OE27 | 50766 | G | OE27 |  | Geothermal |  | WECC_IID | California | 6 | Imperial | 25 | 06025 | 0.9 | 9760 | 1986 | 2003 |  |  | N | Geothermal | [15 empty] | 0 | 0 | 0 | 0 | 0.4625 | 0.4625 | 0.4625
Ormesa I | 50766_G_OE28 | 50766 | G | OE28 |  | Geothermal |  | WECC_IID | California | 6 | Imperial | 25 | 06025 | 0.9 | 9760 | 1986 | 2003 |  |  | N | Geothermal | [15 empty] | 0 | 0 | 0 | 0 | 0.4625 | 0.4625 | 0.4625
Ormesa I | 50766_G_OE3 | 50766 | G | OE3 |  | Geothermal |  | WECC_IID | California | 6 | Imperial | 25 | 06025 | 0.9 | 9760 | 1986 | 2003 |  |  | N | Geothermal | [15 empty] | 0 | 0 | 0 | 0 | 0.4625 | 0.4625 | 0.4625
Ormesa I | 50766_G_OE4 | 50766 | G | OE4 |  | Geothermal |  | WECC_IID | California | 6 | Imperial | 25 | 06025 | 0.7 | 9760 | 1986 | 2003 |  |  | N | Geothermal | [15 empty] | 0 | 0 | 0 | 0 | 0.4625 | 0.4625 | 0.4625
Ormesa I | 50766_G_OE5 | 50766 | G | OE5 |  | Geothermal |  | WECC_IID | California | 6 | Imperial | 25 | 06025 | 1.1 | 9760 | 1986 | 2003 |  |  | N | Geothermal | [15 empty] | 0 | 0 | 0 | 0 | 0.4625 | 0.4625 | 0.4625
Ormesa I | 50766_G_OE6 | 50766 | G | OE6 |  | Geothermal |  | WECC_IID | California | 6 | Imperial | 25 | 06025 | 1.1 | 9760 | 1986 | 2003 |  |  | N | Geothermal | [15 empty] | 0 | 0 | 0 | 0 | 0.4625 | 0.4625 | 0.4625
Ormesa I | 50766_G_OE7 | 50766 | G | OE7 |  | Geothermal |  | WECC_IID | California | 6 | Imperial | 25 | 06025 | 0.7 | 9760 | 1986 | 2003 |  |  | N | Geothermal | [15 empty] | 0 | 0 | 0 | 0 | 0.4625 | 0.4625 | 0.4625
Ormesa I | 50766_G_OE8 | 50766 | G | OE8 |  | Geothermal |  | WECC_IID | California | 6 | Imperial | 25 | 06025 | 0.7 | 9760 | 1986 | 2003 |  |  | N | Geothermal | [15 empty] | 0 | 0 | 0 | 0 | 0.4625 | 0.4625 | 0.4625
Ormesa I | 50766_G_OE9 | 50766 | G | OE9 |  | Geothermal |  | WECC_IID | California | 6 | Imperial | 25 | 06025 | 0.7 | 9760 | 1986 | 2003 |  |  | N | Geothermal | [15 empty] | 0 | 0 | 0 | 0 | 0.4625 | 0.4625 | 0.4625
Winnebago County Landfill Gas | 50936_G_EG1 | 50936 | G | EG1 |  | Landfill Gas |  | MIS_WUMS | Wisconsin | 55 | Winnebago | 139 | 55139 | 0.9 | 13500 | 2000 | 2014 |  |  | N | Landfill Gas | [15 empty] | 0.043947 | 0.043947 | 0.043947 | 0.043947
Winnebago County Landfill Gas | 50936_G_EG2 | 50936 | G | EG2 |  | Landfill Gas |  | MIS_WUMS | Wisconsin | 55 | Winnebago | 139 | 55139 | 0.9 | 13500 | 2000 | 2014 |  |  | N | Landfill Gas | [15 empty] | 0.043947 | 0.043947 | 0.043947 | 0.043947
Winnebago County Landfill Gas | 50936_G_EG3 | 50936 | G | EG3 |  | Landfill Gas |  | MIS_WUMS | Wisconsin | 55 | Winnebago | 139 | 55139 | 0.9 | 13500 | 2000 | 2014 |  |  | N | Landfill Gas | [15 empty] | 0.043947 | 0.043947 | 0.043947 | 0.043947
Winnebago County Landfill Gas | 50936_G_EG4 | 50936 | G | EG4 |  | Landfill Gas |  | MIS_WUMS | Wisconsin | 55 | Winnebago | 139 | 55139 | 1 | 9958 | 2007 | 2014 |  |  | Y | Landfill Gas | [15 empty] | 0.043947 | 0.043947 | 0.043947 | 0.043947
Winnebago County Landfill Gas | 50936_G_EG5 | 50936 | G | EG5 |  | Landfill Gas |  | MIS_WUMS | Wisconsin | 55 | Winnebago | 139 | 55139 | 1.4 | 9958 | 2010 | 2014 |  |  | Y | Landfill Gas | [15 empty] | 0.043947 | 0.043947 | 0.043947 | 0.043947
McKittrick Cogen | 52076_G_GEN1 | 52076 | G | GEN1 |  | Combustion Turbine | Combustion Turbine | WEC_CALN | California | 6 | KERN | 29 | 06029 | 3 | 8700 | 1984 | 2012 |  |  | Y | Natural Gas | [14 empty] | 0.74 | 0.0267 | 0.0267 | 0.0267 | 0.0267
McKittrick Cogen | 52076_G_GEN2 | 52076 | G | GEN2 |  | Combustion Turbine | Combustion Turbine | WEC_CALN | California | 6 | KERN | 29 | 06029 | 3 | 8700 | 1984 | 2012 |  |  | Y | Natural Gas | [14 empty] | 0.74 | 0.0267 | 0.0267 | 0.0267 | 0.0267
McKittrick Cogen | 52076_G_GEN3 | 52076 | G | GEN3 |  | Combustion Turbine | Combustion Turbine | WEC_CALN | California | 6 | KERN | 29 | 06029 | 3 | 8700 | 1984 | 2012 |  |  | Y | Natural Gas | [14 empty] | 0.74 | 0.0267 | 0.0267 | 0.0267 | 0.0267
Kern River Fee B Cogen | 52092_G_GEN1 | 52092 | G | GEN1 |  | Combustion Turbine | Combustion Turbine | WEC_CALN | California | 6 | Kern | 29 | 06029 | 3.2 | 16091 | 1987 | 2011 |  |  | Y | Natural Gas | [15 empty] | 0.0267 | 0.0267 | 0.0267 | 0.0267
Kern River Fee A Cogen | 52094_G_GEN1 | 52094 | G | GEN1 |  | Combustion Turbine | Combustion Turbine | WEC_CALN | California | 6 | Kern | 29 | 06029 | 3.2 | 8700 | 1986 | 2011 |  |  | Y | Natural Gas | [14 empty] | 0.74 | 0.0267 | 0.0267 | 0.0267 | 0.0267
Kern River Fee A Cogen | 52094_G_GEN2 | 52094 | G | GEN2 |  | Combustion Turbine | Combustion Turbine | WEC_CALN | California | 6 | Kern | 29 | 06029 | 3.2 | 8700 | 1986 | 2011 |  |  | Y | Natural Gas | [14 empty] | 0.74 | 0.0267 | 0.0267 | 0.0267 | 0.0267
Kern River Fee C Cogen | 52095_G_GEN1 | 52095 | G | GEN1 |  | Combustion Turbine | Combustion Turbine | WEC_CALN | California | 6 | Kern | 29 | 06029 | 3.2 | 8700 | 1987 | 2011 |  |  | Y | Natural Gas | [14 empty] | 0.74 | 0.0267 | 0.0267 | 0.0267 | 0.0267
Kern River Fee C Cogen | 52095_G_GEN2 | 52095 | G | GEN2 |  | Combustion Turbine | Combustion Turbine | WEC_CALN | California | 6 | Kern | 29 | 06029 | 3.2 | 8700 | 1987 | 2011 |  |  | Y | Natural Gas | [14 empty] | 0.74 | 0.0267 | 0.0267 | 0.0267 | 0.0267
Gantt | 53_G_3 | 53 | G | 3 |  | Hydro |  | S_SOU | Alabama | 1 | Covington | 39 | 01039 | 1 | 0 | 1926 | 2015 |  |  | N | Hydro | [15 empty] | 0 | 0 | 0 | 0
Blanco Compressor Station | 54221_G_1 | 54221 | G | 1 |  | O/G Steam |  | WECC_NM | New Mexico | 35 | San Juan | 45 | 35045 | 1 | 11887 | 1956 | 2011 |  |  | N | Natural Gas | [14 empty] | 0.78909 | 0.1886 | 0.1886 | 0.1886 | 0.1886
Blanco Compressor Station | 54221_G_2 | 54221 | G | 2 |  | O/G Steam |  | WECC_NM | New Mexico | 35 | San Juan | 45 | 35045 | 1 | 11887 | 1956 | 2011 |  |  | N | Natural Gas | [14 empty] | 0.78909 | 0.1886 | 0.1886 | 0.1886 | 0.1886
Nelson Plant Generators | 54245_G_EXI1 | 54245 | G | EXI1 |  | Combustion Turbine | IC Engine | WECC_AZ | Arizona | 4 | Yavapai | 25 | 04025 | 1.1 | 13652 | 1990 | 2011 |  |  | N | Distillate Fuel Oil | [15 empty] | 2.3355 | 2.3355 | 2.3355 | 2.3355
Nelson Plant Generators | 54245_G_EXI2 | 54245 | G | EXI2 |  | Combustion Turbine | IC Engine | WECC_AZ | Arizona | 4 | Yavapai | 25 | 04025 | 1.1 | 13652 | 1990 | 2010 |  |  | N | Distillate Fuel Oil | [15 empty] | 2.3355 | 2.3355 | 2.3355 | 2.3355
BJ Gas Recovery | 54392_G_GEN1 | 54392 | G | GEN1 |  | Landfill Gas |  | S_SOU | Georgia | 13 | Gwinnett | 135 | 13135 | 0.8 | 13500 | 1993 | 2013 |  |  | N | Landfill Gas | [15 empty] | 0.043947 | 0.043947 | 0.043947 | 0.043947
San Gorgonio Windplant WPP1993 | 54454_G_GEN3 | 54454 | G | GEN3 |  | Wind |  | WECC_SCE | California | 6 | Riverside | 65 | 06065 | 34 | 0 | 1994 | 2011 |  |  | N | Wind | [15 empty] | 0 | 0 | 0 | 0
Ormesa II | 54724_G_OE11 | 54724 | G | OE11 |  | Geothermal |  | WECC_IID | California | 6 | Imperial | 25 | 06025 | 0.9 | 9760 | 1987 | 2007 |  |  | N | Geothermal | [15 empty] | 0 | 0 | 0 | 0 | 0.4625 | 0.4625 | 0.4625
Ormesa II | 54724_G_OE12 | 54724 | G | OE12 |  | Geothermal |  | WECC_IID | California | 6 | Imperial | 25 | 06025 | 0.9 | 9760 | 1987 | 2007 |  |  | N | Geothermal | [15 empty] | 0 | 0 | 0 | 0 | 0.4625 | 0.4625 | 0.4625
Ormesa II | 54724_G_OE13 | 54724 | G | OE13 |  | Geothermal |  | WECC_IID | California | 6 | Imperial | 25 | 06025 | 0.9 | 9760 | 1987 | 2007 |  |  | N | Geothermal | [15 empty] | 0 | 0 | 0 | 0 | 0.4625 | 0.4625 | 0.4625
Ormesa II | 54724_G_OE21 | 54724 | G | OE21 |  | Geothermal |  | WECC_IID | California | 6 | Imperial | 25 | 06025 | 0.9 | 9760 | 1987 | 2007 |  |  | N | Geothermal | [15 empty] | 0 | 0 | 0 | 0 | 0.4625 | 0.4625 | 0.4625
Ormesa II | 54724_G_OE22 | 54724 | G | OE22 |  | Geothermal |  | WECC_IID | California | 6 | Imperial | 25 | 06025 | 0.9 | 9760 | 1987 | 2007 |  |  | N | Geothermal | [15 empty] | 0 | 0 | 0 | 0 | 0.4625 | 0.4625 | 0.4625
Ormesa II | 54724_G_OE23 | 54724 | G | OE23 |  | Geothermal |  | WECC_IID | California | 6 | Imperial | 25 | 06025 | 0.9 | 9760 | 1987 | 2007 |  |  | N | Geothermal | [15 empty] | 0 | 0 | 0 | 0 | 0.4625 | 0.4625 | 0.4625
Ormesa II | 54724_G_OE24 | 54724 | G | OE24 |  | Geothermal |  | WECC_IID | California | 6 | Imperial | 25 | 06025 | 0.9 | 9760 | 1987 | 2007 |  |  | N | Geothermal | [15 empty] | 0 | 0 | 0 | 0 | 0.4625 | 0.4625 | 0.4625
Ormesa II | 54724_G_OE25 | 54724 | G | OE25 |  | Geothermal |  | WECC_IID | California | 6 | Imperial | 25 | 06025 | 0.9 | 9760 | 1987 | 2007 |  |  | N | Geothermal | [15 empty] | 0 | 0 | 0 | 0 | 0.4625 | 0.4625 | 0.4625
Ormesa II | 54724_G_OE26 | 54724 | G | OE26 |  | Geothermal |  | WECC_IID | California | 6 | Imperial | 25 | 06025 | 0.9 | 9760 | 1987 | 2007 |  |  | N | Geothermal | [15 empty] | 0 | 0 | 0 | 0 | 0.4625 | 0.4625 | 0.4625
Ormesa II | 54724_G_OE27 | 54724 | G | OE27 |  | Geothermal |  | WECC_IID | California | 6 | Imperial | 25 | 06025 | 0.9 | 9760 | 1987 | 2007 |  |  | N | Geothermal | [15 empty] | 0 | 0 | 0 | 0 | 0.4625 | 0.4625 | 0.4625
Ormesa II | 54724_G_OEC1 | 54724 | G | OEC1 |  | Geothermal |  | WECC_IID | California | 6 | Imperial | 25 | 06025 | 0.9 | 9760 | 1987 | 2007 |  |  | N | Geothermal | [15 empty] | 0 | 0 | 0 | 0 | 0.4625 | 0.4625 | 0.4625
Ormesa II | 54724_G_OEC2 | 54724 | G | OEC2 |  | Geothermal |  | WECC_IID | California | 6 | Imperial | 25 | 06025 | 0.9 | 9760 | 1987 | 2007 |  |  | N | Geothermal | [15 empty] | 0 | 0 | 0 | 0 | 0.4625 | 0.4625 | 0.4625
Ormesa II | 54724_G_OEC3 | 54724 | G | OEC3 |  | Geothermal |  | WECC_IID | California | 6 | Imperial | 25 | 06025 | 0.9 | 9760 | 1987 | 2007 |  |  | N | Geothermal | [15 empty] | 0 | 0 | 0 | 0 | 0.4625 | 0.4625 | 0.4625
Ormesa II | 54724_G_OEC4 | 54724 | G | OEC4 |  | Geothermal |  | WECC_IID | California | 6 | Imperial | 25 | 06025 | 0.9 | 9760 | 1987 | 2007 |  |  | N | Geothermal | [15 empty] | 0 | 0 | 0 | 0 | 0.4625 | 0.4625 | 0.4625
Ormesa II | 54724_G_OEC5 | 54724 | G | OEC5 |  | Geothermal |  | WECC_IID | California | 6 | Imperial | 25 | 06025 | 0.9 | 9760 | 1987 | 2007 |  |  | N | Geothermal | [15 empty] | 0 | 0 | 0 | 0 | 0.4625 | 0.4625 | 0.4625
Ormesa II | 54724_G_OEC6 | 54724 | G | OEC6 |  | Geothermal |  | WECC_IID | California | 6 | Imperial | 25 | 06025 | 0.9 | 9760 | 1987 | 2007 |  |  | N | Geothermal | [15 empty] | 0 | 0 | 0 | 0 | 0.4625 | 0.4625 | 0.4625
Ormesa II | 54724_G_OEC7 | 54724 | G | OEC7 |  | Geothermal |  | WECC_IID | California | 6 | Imperial | 25 | 06025 | 0.9 | 9760 | 1987 | 2007 |  |  | N | Geothermal | [15 empty] | 0 | 0 | 0 | 0 | 0.4625 | 0.4625 | 0.4625
Ormesa II | 54724_G_OEC8 | 54724 | G | OEC8 |  | Geothermal |  | WECC_IID | California | 6 | Imperial | 25 | 06025 | 0.9 | 9760 | 1987 | 2007 |  |  | N | Geothermal | [15 empty] | 0 | 0 | 0 | 0 | 0.4625 | 0.4625 | 0.4625
Ormesa II | 54724_G_OEC9 | 54724 | G | OEC9 |  | Geothermal |  | WECC_IID | California | 6 | Imperial | 25 | 06025 | 0.9 | 9760 | 1987 | 2007 |  |  | N | Geothermal | [15 empty] | 0 | 0 | 0 | 0 | 0.4625 | 0.4625 | 0.4625
NRG Norwalk Harbor | 548_G_10 | 548 | G | 10 |  | Combustion Turbine | Combustion Turbine | NENG_CT | Connecticut | 9 | Fairfield | 1 | 09001 | 11.9 | 10745 | 1966 | 2013 |  |  | N | Distillate Fuel Oil | [14 empty] | 0.55 | 1.0526 | 1.0526 | 1.0526 | 1.0526
Modern Landfill Production Plant | 55142_G_GEN2 | 55142 | G | GEN2 |  | Landfill Gas |  | PJM_EMAC | Pennsylvania | 42 | York | 133 | 42133 | 3 | 13500 | 1998 | 2014 |  |  | N | Landfill Gas | [15 empty] | 0.043947 | 0.043947 | 0.043947 | 0.043947
Modern Landfill Production Plant | 55142_G_GEN3 | 55142 | G | GEN3 |  | Landfill Gas |  | PJM_EMAC | Pennsylvania | 42 | York | 133 | 42133 | 3 | 13500 | 1998 | 2014 |  |  | N | Landfill Gas | [15 empty] | 0.043947 | 0.043947 | 0.043947 | 0.043947
Modern Landfill Production Plant | 55142_G_GEN4 | 55142 | G | GEN4 |  | Landfill Gas |  | PJM_EMAC | Pennsylvania | 42 | York | 133 | 42133 | 3 | 13500 | 1998 | 2014 |  |  | N | Landfill Gas | [15 empty] | 0.043947 | 0.043947 | 0.043947 | 0.043947
Ina Road Water Pollution Control Fac | 55257_G_1 | 55257 | G | 1 |  | Combustion Turbine | IC Engine | WECC_AZ | Arizona | 4 | PIMA | 19 | 04019 | 0.6 | 8700 | 1977 | 2013 |  |  | Y | Natural Gas | [14 empty] | 0.8 | 2.0543 | 2.0543 | 2.0543 | 2.0543
Ina Road Water Pollution Control Fac | 55257_G_2 | 55257 | G | 2 |  | Combustion Turbine | IC Engine | WECC_AZ | Arizona | 4 | PIMA | 19 | 04019 | 0.6 | 8700 | 1977 | 2013 |  |  | Y | Natural Gas | [14 empty] | 0.8 | 2.0543 | 2.0543 | 2.0543 | 2.0543
Ina Road Water Pollution Control Fac | 55257_G_3 | 55257 | G | 3 |  | Combustion Turbine | IC Engine | WECC_AZ | Arizona | 4 | PIMA | 19 | 04019 | 0.6 | 8700 | 1977 | 2013 |  |  | Y | Natural Gas | [14 empty] | 0.8 | 2.0543 | 2.0543 | 2.0543 | 2.0543
Ina Road Water Pollution Control Fac | 55257_G_4 | 55257 | G | 4 |  | Combustion Turbine | IC Engine | WECC_AZ | Arizona | 4 | PIMA | 19 | 04019 | 0.6 | 8700 | 1977 | 2013 |  |  | Y | Natural Gas | [14 empty] | 0.8 | 2.0543 | 2.0543 | 2.0543 | 2.0543
Ina Road Water Pollution Control Fac | 55257_G_5 | 55257 | G | 5 |  | Combustion Turbine | IC Engine | WECC_AZ | Arizona | 4 | PIMA | 19 | 04019 | 0.6 | 8700 | 1977 | 2013 |  |  | Y | Natural Gas | [14 empty] | 0.8 | 2.0543 | 2.0543 | 2.0543 | 2.0543
Ina Road Water Pollution Control Fac | 55257_G_6 | 55257 | G | 6 |  | Combustion Turbine | IC Engine | WECC_AZ | Arizona | 4 | PIMA | 19 | 04019 | 0.6 | 8700 | 1977 | 2013 |  |  | Y | Natural Gas | [14 empty] | 0.8 | 2.0543 | 2.0543 | 2.0543 | 2.0543
Ina Road Water Pollution Control Fac | 55257_G_7 | 55257 | G | 7 |  | Combustion Turbine | IC Engine | WECC_AZ | Arizona | 4 | PIMA | 19 | 04019 | 0.6 | 8700 | 1977 | 2013 |  |  | Y | Natural Gas | [14 empty] | 0.8 | 2.0543 | 2.0543 | 2.0543 | 2.0543
Air Products Port Arthur | 55309_G_GEN2 | 55309 | G | GEN2 |  | Combined Cycle |  | S_D_WOTA | Texas | 48 | Jefferson | 245 | 48245 | 3 | 9559 | 2000 | 2012 |  |  | Y | Natural Gas | [14 empty] | 1.09 | 0.046648 | 0.046648 | 0.046648 | 0.046648
Renaissance Power LLC | 55402_G_CT1 | 55402 | G | CT1 |  | Combustion Turbine | Combustion Turbine | MIS_LMI | Michigan | 26 | Montcalm | 117 | 26117 | 165 | 10983 | 2002 | 2015 |  |  | N | Natural Gas | [14 empty] | 1.67 | 0.038067 | 0.038067 | 0.038067 | 0.038067
Renaissance Power LLC | 55402_G_CT2 | 55402 | G | CT2 |  | Combustion Turbine | Combustion Turbine | MIS_LMI | Michigan | 26 | Montcalm | 117 | 26117 | 165 | 10983 | 2002 | 2015 |  |  | N | Natural Gas | [14 empty] | 1.67 | 0.043 | 0.043 | 0.043 | 0.043
Renaissance Power LLC | 55402_G_CT3 | 55402 | G | CT3 |  | Combustion Turbine | Combustion Turbine | MIS_LMI | Michigan | 26 | Montcalm | 117 | 26117 | 165 | 10983 | 2002 | 2015 |  |  | N | Natural Gas | [14 empty] | 1.67 | 0.0424 | 0.0424 | 0.0424 | 0.0424
Renaissance Power LLC | 55402_G_CT4 | 55402 | G | CT4 |  | Combustion Turbine | Combustion Turbine | MIS_LMI | Michigan | 26 | Montcalm | 117 | 26117 | 165 | 10983 | 2002 | 2015 |  |  | N | Natural Gas | [14 empty] | 1.67 | 0.040512 | 0.040512 | 0.040512 | 0.040512
Water Filter Plant #2 | 55534_G_3516 | 55534 | G | 3516 |  | Combustion Turbine | IC Engine | S_VACA | North Carolina | 37 | Burke | 23 | 37023 | 1.3 | 10745 | 1992 | 2013 |  |  | N | Distillate Fuel Oil | [14 empty] | 2.3 | 2.3355 | 2.3355 | 2.3355 | 2.3355
Conroe | 55555_G_UNT1 | 55555 | G | UNT1 |  | Landfill Gas |  | S_D_WOTA | Texas | 48 | Montgomery | 339 | 48339 | 1 | 13500 | 2003 | 2012 |  |  | N | Landfill Gas | [15 empty] | 0.043947 | 0.043947 | 0.043947 | 0.043947
Conroe | 55555_G_UNT2 | 55555 | G | UNT2 |  | Landfill Gas |  | S_D_WOTA | Texas | 48 | Montgomery | 339 | 48339 | 1 | 13500 | 2003 | 2012 |  |  | N | Landfill Gas | [15 empty] | 0.043947 | 0.043947 | 0.043947 | 0.043947
Conroe | 55555_G_UNT3 | 55555 | G | UNT3 |  | Landfill Gas |  | S_D_WOTA | Texas | 48 | Montgomery | 339 | 48339 | 1 | 24535 | 2003 | 2012 |  |  | N | Landfill Gas | [15 empty] | 0.043947 | 0.043947 | 0.043947 | 0.043947
Chicopee Electric | 55590_G_1 | 55590 | G | 1 |  | Landfill Gas |  | NENGREST | Massachusetts | 25 | Hampden | 13 | 25013 | 0.9 | 13500 | 1993 | 2012 |  |  | N | Landfill Gas | [15 empty] | 0.043947 | 0.043947 | 0.043947 | 0.043947
Chicopee Electric | 55590_G_2 | 55590 | G | 2 |  | Landfill Gas |  | NENGREST | Massachusetts | 25 | Hampden | 13 | 25013 | 0.9 | 13500 | 1993 | 2012 |  |  | N | Landfill Gas | [15 empty] | 0.043947 | 0.043947 | 0.043947 | 0.043947
South Barrington Electric | 55594_G_1 | 55594 | G | 1 |  | Landfill Gas |  | PJM_COMD | Illinois | 17 | DuPage | 43 | 17043 | 0.8 | 13500 | 1997 | 2012 |  |  | N | Landfill Gas | [15 empty] | 0.043947 | 0.043947 | 0.043947 | 0.043947
South Barrington Electric | 55594_G_2 | 55594 | G | 2 |  | Landfill Gas |  | PJM_COMD | Illinois | 17 | DuPage | 43 | 17043 | 0.8 | 13500 | 1997 | 2012 |  |  | N | Landfill Gas | [15 empty] | 0.043947 | 0.043947 | 0.043947 | 0.043947
Devonshire Power Partners LLC | 55761_G_DO3 | 55761 | G | DO3 |  | Landfill Gas |  | PJM_COMD | Illinois | 17 | Cook | 31 | 17031 | 1 | 13500 | 1997 | 2009 |  |  | N | Landfill Gas | [15 empty] | 0.043947 | 0.043947 | 0.043947 | 0.043947
Devonshire Power Partners LLC | 55761_G_DO4 | 55761 | G | DO4 |  | Landfill Gas |  | PJM_COMD | Illinois | 17 | Cook | 31 | 17031 | 1 | 13500 | 1997 | 2009 |  |  | N | Landfill Gas | [15 empty] | 0.043947 | 0.043947 | 0.043947 | 0.043947
Devonshire Power Partners LLC | 55761_G_DO5 | 55761 | G | DO5 |  | Landfill Gas |  | PJM_COMD | Illinois | 17 | Cook | 31 | 17031 | 1 | 13500 | 1997 | 2009 |  |  | N | Landfill Gas | [15 empty] | 0.043947 | 0.043947 | 0.043947 | 0.043947
Riveside Resource Recovery LLC | 55767_G_RO1 | 55767 | G | RO1 |  | Landfill Gas |  | PJM_COMD | Illinois | 17 | Will | 197 | 17197 | 0.9 | 14619 | 1997 | 2012 |  |  | N | Landfill Gas | [15 empty] | 0.043947 | 0.043947 | 0.043947 | 0.043947
Avon Energy Partners LLC | 55768_G_CH2 | 55768 | G | CH2 |  | Landfill Gas |  | PJM_COMD | Illinois | 17 | Cook | 31 | 17031 | 0.9 | 13500 | 1997 | 2008 |  |  | N | Landfill Gas | [15 empty] | 0.043947 | 0.043947 | 0.043947 | 0.043947
Countyside Genco LLC | 55773_G_CS1 | 55773 | G | CS1 |  | Landfill Gas |  | PJM_COMD | Illinois | 17 | Lake | 97 | 17097 | 1.3 | 15335 | 2000 | 2012 |  |  | N | Landfill Gas | [15 empty] | 0.043947 | 0.043947 | 0.043947 | 0.043947
Countyside Genco LLC | 55773_G_CS2 | 55773 | G | CS2 |  | Landfill Gas |  | PJM_COMD | Illinois | 17 | Lake | 97 | 17097 | 1.3 | 15335 | 2000 | 2012 |  |  | N | Landfill Gas | [15 empty] | 0.043947 | 0.043947 | 0.043947 | 0.043947
Countyside Genco LLC | 55773_G_CS3 | 55773 | G | CS3 |  | Landfill Gas |  | PJM_COMD | Illinois | 17 | Lake | 97 | 17097 | 1.3 | 15335 | 2000 | 2012 |  |  | N | Landfill Gas | [15 empty] | 0.043947 | 0.043947 | 0.043947 | 0.043947
Countyside Genco LLC | 55773_G_CS4 | 55773 | G | CS4 |  | Landfill Gas |  | PJM_COMD | Illinois | 17 | Lake | 97 | 17097 | 1.3 | 15335 | 2000 | 2012 |  |  | N | Landfill Gas | [15 empty] | 0.043947 | 0.043947 | 0.043947 | 0.043947
Countyside Genco LLC | 55773_G_CS5 | 55773 | G | CS5 |  | Landfill Gas |  | PJM_COMD | Illinois | 17 | Lake | 97 | 17097 | 1.3 | 15335 | 2000 | 2012 |  |  | N | Landfill Gas | [15 empty] | 0.043947 | 0.043947 | 0.043947 | 0.043947
Countyside Genco LLC | 55773_G_CS6 | 55773 | G | CS6 |  | Landfill Gas |  | PJM_COMD | Illinois | 17 | Lake | 97 | 17097 | 1.3 | 15335 | 2000 | 2012 |  |  | N | Landfill Gas | [15 empty] | 0.043947 | 0.043947 | 0.043947 | 0.043947
Morris Genco LLC | 55774_G_MO1 | 55774 | G | MO1 |  | Landfill Gas |  | PJM_COMD | Illinois | 17 | Grundy | 63 | 17063 | 1.3 | 14420 | 2001 | 2011 |  |  | N | Landfill Gas | [15 empty] | 0.043947 | 0.043947 | 0.043947 | 0.043947
Morris Genco LLC | 55774_G_MO2 | 55774 | G | MO2 |  | Landfill Gas |  | PJM_COMD | Illinois | 17 | Grundy | 63 | 17063 | 1.3 | 13500 | 2001 | 2011 |  |  | N | Landfill Gas | [15 empty] | 0.043947 | 0.043947 | 0.043947 | 0.043947
Morris Genco LLC | 55774_G_MO3 | 55774 | G | MO3 |  | Landfill Gas |  | PJM_COMD | Illinois | 17 | Grundy | 63 | 17063 | 1.3 | 13500 | 2001 | 2011 |  |  | N | Landfill Gas | [15 empty] | 0.043947 | 0.043947 | 0.043947 | 0.043947
Brookhaven Facility | 55778_G_BH2 | 55778 | G | BH2 |  | Landfill Gas |  | NY_Z_K | New York | 36 | Suffolk | 103 | 36103 | 1.2 | 14000 | 1995 | 2012 |  |  | N | Landfill Gas | [15 empty] | 0.043947 | 0.043947 | 0.043947 | 0.043947
Brookhaven Facility | 55778_G_BH3 | 55778 | G | BH3 |  | Landfill Gas |  | NY_Z_K | New York | 36 | Suffolk | 103 | 36103 | 1.2 | 13500 | 1995 | 2012 |  |  | N | Landfill Gas | [15 empty] | 0.043947 | 0.043947 | 0.043947 | 0.043947
Brookhaven Facility | 55778_G_BH4 | 55778 | G | BH4 |  | Landfill Gas |  | NY_Z_K | New York | 36 | Suffolk | 103 | 36103 | 1.2 | 13500 | 1995 | 2012 |  |  | N | Landfill Gas | [15 empty] | 0.043947 | 0.043947 | 0.043947 | 0.043947
Dominoin-Warren County | 55939_G_ST02 | 55939 | G | ST02 |  | Combined Cycle |  | PJM_AP | Virginia | 51 | Warren | 187 | 51187 | 0 | 7050 | 2015 | 2015 |  |  | N | Natural Gas | [15 empty] | 0.05 | 0.05 | 0.05 | 0.05
Fox Valley Energy Center | 56037_G_1 | 56037 | G | 1 |  | Non-Fossil Waste |  | MIS_WUMS | Wisconsin | 55 | Winnebago | 139 | 55139 | 6.5 | 4808 | 1999 | 2013 |  |  | Y | Non-Fossil Waste | [14 empty] | 3.2 | 0 | 0 | 0 | 0
Gastonia Rankin Lake | 56060_G_1 | 56060 | G | 1 |  | Combustion Turbine | IC Engine | S_VACA | North Carolina | 37 | Gaston | 71 | 37071 | 1.8 | 25000 | 2002 | 2012 |  |  | N | Distillate Fuel Oil | [14 empty] | 2.3 | 2.3355 | 2.3355 | 2.3355 | 2.3355
Gastonia Duke Street | 56061_G_1 | 56061 | G | 1 |  | Combustion Turbine | IC Engine | S_VACA | North Carolina | 37 | Gaston | 71 | 37071 | 1.8 | 25000 | 2002 | 2012 |  |  | N | Distillate Fuel Oil | [14 empty] | 2.3 | 2.3355 | 2.3355 | 2.3355 | 2.3355
Maiden Finger Street | 56065_G_1 | 56065 | G | 1 |  | Combustion Turbine | IC Engine | S_VACA | North Carolina | 37 | Catawba | 35 | 37035 | 1.8 | 25000 | 2002 | 2012 |  |  | N | Distillate Fuel Oil | [14 empty] | 2.3 | 2.3355 | 2.3355 | 2.3355 | 2.3355
Lexington Hickory Street | 56066_G_1 | 56066 | G | 1 |  | Combustion Turbine | IC Engine | S_VACA | North Carolina | 37 | Davidson | 57 | 37057 | 1.8 | 25000 | 2002 | 2012 |  |  | N | Distillate Fuel Oil | [14 empty] | 2.3 | 2.3355 | 2.3355 | 2.3355 | 2.3355
John Street 1, 3, 4 & 5 | 56256_G_JS 1 | 56256 | G | JS 1 |  | Combustion Turbine | IC Engine | NENG_CT | Connecticut | 9 | New Haven | 9 | 09009 | 2 | 10745 | 2005 | 2011 |  |  | N | Distillate Fuel Oil | [5 empty] | SCR | [9 empty] | 2.3355 | 0.46709 | 2.3355 | 0.46709
Geneva Generation Facility | 56462_G_GEN6 | 56462 | G | GEN6 |  | Combustion Turbine | IC Engine | PJM_COMD | Illinois | 17 | Kane | 89 | 17089 | 1.4 | 10745 | 2005 | 2011 |  |  | N | Distillate Fuel Oil | [15 empty] | 2.3355 | 2.3355 | 2.3355 | 2.3355
Galena 3 Geothermal Power Plant | 56541_G_GEN2 | 56541 | G | GEN2 |  | Geothermal |  | WECC_NNV | Nevada | 32 | Washoe | 31 | 32031 | 7.9 | 9760 | 2008 | 2015 |  |  | N | Geothermal | [15 empty] | 0 | 0 | 0 | 0 | 0.4563 | 0.4563 | 0.4563
Bridgeport Station | 568_G_4 | 568 | G | 4 |  | Combustion Turbine | Combustion Turbine | NENG_CT | Connecticut | 9 | Fairfield | 1 | 09001 | 18.3 | 19563 | 1967 | 2013 |  |  | N | Distillate Fuel Oil | [14 empty] | 0.33 | 0.7093 | 0.7093 | 0.7093 | 0.7093
Middle Point Landfill Gas Recovery | 56866_G_1 | 56866 | G | 1 |  | Landfill Gas |  | S_C_TVA | Tennessee | 47 | RUTHERFORD | 149 | 47149 | 1.4 | 13500 | 2000 | 2011 |  |  | N | Landfill Gas | [15 empty] | 0.043947 | 0.043947 | 0.043947 | 0.043947
Middle Point Landfill Gas Recovery | 56866_G_2 | 56866 | G | 2 |  | Landfill Gas |  | S_C_TVA | Tennessee | 47 | RUTHERFORD | 149 | 47149 | 1.4 | 13500 | 2000 | 2011 |  |  | N | Landfill Gas | [15 empty] | 0.043947 | 0.043947 | 0.043947 | 0.043947
Solar Photovoltaic Project #01 | 56976_G_S1A | 56976 | G | S1A |  | Solar PV |  | WECC_SCE | California | 6 | SAN BERNARDINO | 71 | 06071 | 0.5 | 0 | 2008 | 2011 |  |  | N | Solar | [15 empty] | 0 | 0 | 0 | 0
Solar Photovoltaic Project #01 | 56976_G_S1B | 56976 | G | S1B |  | Solar PV |  | WECC_SCE | California | 6 | SAN BERNARDINO | 71 | 06071 | 0.5 | 0 | 2008 | 2011 |  |  | N | Solar | [15 empty] | 0 | 0 | 0 | 0
Solar Photovoltaic Project #01 | 56976_G_S1C | 56976 | G | S1C |  | Solar PV |  | WECC_SCE | California | 6 | SAN BERNARDINO | 71 | 06071 | 0.5 | 0 | 2008 | 2011 |  |  | N | Solar | [15 empty] | 0 | 0 | 0 | 0
Solar Photovoltaic Project #01 | 56976_G_S1D | 56976 | G | S1D |  | Solar PV |  | WECC_SCE | California | 6 | SAN BERNARDINO | 71 | 06071 | 0.5 | 0 | 2008 | 2011 |  |  | N | Solar | [15 empty] | 0 | 0 | 0 | 0
Thermo No 1 | 57353_G_1 | 57353 | G | 1 |  | Geothermal |  | WECC_UT | Utah | 49 | BEAVER | 1 | 49001 | 7.6 | 9760 | 2009 | 2013 |  |  | N | Geothermal | [15 empty] | 0 | 0 | 0 | 0 | 0.4563 | 0.4563 | 0.4563
Central Ohio BioEnergy Plant #1 | 57513_G_COBE1 | 57513 | G | COBE1 |  | Non-Fossil Waste |  | PJM_West | Ohio | 39 | Franklin | 49 | 39049 | 0.9 | 14731 | 2010 | 2011 |  |  | Y | Non-Fossil Waste | [15 empty] | 0 | 0 | 0 | 0
Algonquin Power Sanger LLC | 57564_G_STG | 57564 | G | STG |  | Combined Cycle |  | WEC_CALN | California | 6 | Fresno | 19 | 06019 | 12.5 | 7384 | 1990 | 2012 |  |  | N | Natural Gas | [15 empty] | 0.008 | 0.008 | 0.008 | 0.008
Seaford | 601_G_1 | 601 | G | 1 |  | Combustion Turbine | IC Engine | PJM_EMAC | Delaware | 10 | SUSSEX | 5 | 10005 | 1.3 | 12774 | 1958 | 2011 |  |  | N | Distillate Fuel Oil | [15 empty] | 0.392 | 0.392 | 0.392 | 0.392
Seaford | 601_G_2 | 601 | G | 2 |  | Combustion Turbine | IC Engine | PJM_EMAC | Delaware | 10 | SUSSEX | 5 | 10005 | 1.3 | 12774 | 1954 | 2011 |  |  | N | Distillate Fuel Oil | [15 empty] | 0.392 | 0.392 | 0.392 | 0.392
Seaford | 601_G_3 | 601 | G | 3 |  | Combustion Turbine | IC Engine | PJM_EMAC | Delaware | 10 | SUSSEX | 5 | 10005 | 1.1 | 12774 | 1950 | 2011 |  |  | N | Distillate Fuel Oil | [15 empty] | 0.392 | 0.392 | 0.392 | 0.392
Seaford | 601_G_6 | 601 | G | 6 |  | Combustion Turbine | IC Engine | PJM_EMAC | Delaware | 10 | SUSSEX | 5 | 10005 | 2 | 12774 | 1962 | 2011 |  |  | N | Distillate Fuel Oil | [15 empty] | 0.392 | 0.392 | 0.392 | 0.392
Seaford | 601_G_7 | 601 | G | 7 |  | Combustion Turbine | IC Engine | PJM_EMAC | Delaware | 10 | SUSSEX | 5 | 10005 | 1.1 | 12774 | 1989 | 2011 |  |  | N | Distillate Fuel Oil | [15 empty] | 0.392 | 0.392 | 0.392 | 0.392
Pittsfield | 6237_G_1 | 6237 | G | 1 |  | Combustion Turbine | IC Engine | MIS_IL | Illinois | 17 | Pike | 149 | 17149 | 1 | 13914 | 1949 | 2011 |  |  | N | Distillate Fuel Oil | [14 empty] | 1 | 2.3355 | 2.3355 | 2.3355 | 2.3355
Pittsfield | 6237_G_2 | 6237 | G | 2 |  | Combustion Turbine | IC Engine | MIS_IL | Illinois | 17 | Pike | 149 | 17149 | 1 | 13914 | 1949 | 2011 |  |  | N | Distillate Fuel Oil | [14 empty] | 1 | 2.3355 | 2.3355 | 2.3355 | 2.3355
Pittsfield | 6237_G_3 | 6237 | G | 3 |  | Combustion Turbine | IC Engine | MIS_IL | Illinois | 17 | Pike | 149 | 17149 | 1 | 13914 | 1949 | 2011 |  |  | N | Distillate Fuel Oil | [14 empty] | 1 | 2.3355 | 2.3355 | 2.3355 | 2.3355
Pittsfield | 6237_G_4 | 6237 | G | 4 |  | Combustion Turbine | IC Engine | MIS_IL | Illinois | 17 | Pike | 149 | 17149 | 2.7 | 14483 | 1955 | 2011 |  |  | N | Distillate Fuel Oil | [14 empty] | 1 | 2.3355 | 2.3355 | 2.3355 | 2.3355
Pittsfield | 6237_G_5 | 6237 | G | 5 |  | Combustion Turbine | IC Engine | MIS_IL | Illinois | 17 | Pike | 149 | 17149 | 2.7 | 13807 | 1955 | 2011 |  |  | N | Distillate Fuel Oil | [14 empty] | 1 | 2.3355 | 2.3355 | 2.3355 | 2.3355
Avon Park | 624_G_P1 | 624 | G | P1 |  | Combustion Turbine | Combustion Turbine | FRCC | Florida | 12 | Highlands | 55 | 12055 | 24 | 16963 | 1968 | 2016 |  |  | N | Natural Gas, Distillate Fuel Oil | [14 empty] | 1.0022 | 0.2736 | 0.2736 | 0.2736 | 0.2736
Avon Park | 624_G_P2 | 624 | G | P2 |  | Combustion Turbine | Combustion Turbine | FRCC | Florida | 12 | Highlands | 55 | 12055 | 24 | 16964 | 1968 | 2016 |  |  | N | Distillate Fuel Oil | [14 empty] | 1.0022 | 0.46287 | 0.46287 | 0.46287 | 0.46287
Wilson | 6258_G_IC1 | 6258 | G | IC1 |  | Combustion Turbine | IC Engine | S_SOU | Georgia | 13 | Burke | 33 | 13033 | 2.5 | 25000 | 1972 | 2013 |  |  | N | Distillate Fuel Oil | [14 empty] | 2.5775 | 2.3355 | 2.3355 | 2.3355 | 2.3355
G E Turner | 629_G_P1 | 629 | G | P1 |  | Combustion Turbine | Combustion Turbine | FRCC | Florida | 12 | Volusia | 127 | 12127 | 10 | 14954 | 1970 | 2016 |  |  | N | Distillate Fuel Oil | [14 empty] | 0.50112 | 0.62552 | 0.62552 | 0.62552 | 0.62552
G E Turner | 629_G_P2 | 629 | G | P2 |  | Combustion Turbine | Combustion Turbine | FRCC | Florida | 12 | Volusia | 127 | 12127 | 10 | 14954 | 1970 | 2016 |  |  | N | Distillate Fuel Oil | [14 empty] | 0.50112 | 0.62552 | 0.62552 | 0.62552 | 0.62552
Higgins | 630_G_P1 | 630 | G | P1 |  | Combustion Turbine | Combustion Turbine | FRCC | Florida | 12 | Pinellas | 103 | 12103 | 25 | 16794 | 1969 | 2016 |  |  | N | Natural Gas, Distillate Fuel Oil | [14 empty] | 0.50112 | 0.22734 | 0.22734 | 0.22734 | 0.22734
Higgins | 630_G_P2 | 630 | G | P2 |  | Combustion Turbine | Combustion Turbine | FRCC | Florida | 12 | Pinellas | 103 | 12103 | 25 | 16791 | 1969 | 2016 |  |  | N | Natural Gas, Distillate Fuel Oil | [14 empty] | 0.50112 | 0.28854 | 0.28854 | 0.28854 | 0.28854
Higgins | 630_G_P3 | 630 | G | P3 |  | Combustion Turbine | Combustion Turbine | FRCC | Florida | 12 | Pinellas | 103 | 12103 | 33 | 16780 | 1970 | 2016 |  |  | N | Natural Gas, Distillate Fuel Oil | [14 empty] | 0.50112 | 0.48285 | 0.48285 | 0.48285 | 0.48285
Higgins | 630_G_P4 | 630 | G | P4 |  | Combustion Turbine | Combustion Turbine | FRCC | Florida | 12 | Pinellas | 103 | 12103 | 30 | 16799 | 1971 | 2016 |  |  | N | Natural Gas, Distillate Fuel Oil | [14 empty] | 0.50112 | 0.35492 | 0.35492 | 0.35492 | 0.35492
Rio Pinar | 637_G_P1 | 637 | G | P1 |  | Combustion Turbine | Combustion Turbine | FRCC | Florida | 12 | Orange | 95 | 12095 | 12 | 16406 | 1970 | 2016 |  |  | N | Distillate Fuel Oil | [14 empty] | 0.50112 | 0.62552 | 0.62552 | 0.62552 | 0.62552
Kensico | 650_G_1 | 650 | G | 1 |  | Hydro |  | NY_Z_G-I | New York | 36 | Westchester | 119 | 36119 | 0.8 | 0 | 1983 | 2012 |  |  | N | Hydro | [15 empty] | 0 | 0 | 0 | 0
Kensico | 650_G_2 | 650 | G | 2 |  | Hydro |  | NY_Z_G-I | New York | 36 | Westchester | 119 | 36119 | 0.8 | 0 | 1983 | 2012 |  |  | N | Hydro | [15 empty] | 0 | 0 | 0 | 0
Kensico | 650_G_3 | 650 | G | 3 |  | Hydro |  | NY_Z_G-I | New York | 36 | Westchester | 119 | 36119 | 0.8 | 0 | 1983 | 2012 |  |  | N | Hydro | [15 empty] | 0 | 0 | 0 | 0
Battle Mountain | 6509_G_1 | 6509 | G | 1 |  | Combustion Turbine | IC Engine | WECC_NNV | Nevada | 32 | Lander | 15 | 32015 | 1.8 | 12774 | 1967 | 2011 |  |  | N | Distillate Fuel Oil | [14 empty] | 1.4 | 2.3355 | 2.3355 | 2.3355 | 2.3355
Battle Mountain | 6509_G_2 | 6509 | G | 2 |  | Combustion Turbine | IC Engine | WECC_NNV | Nevada | 32 | Lander | 15 | 32015 | 1.8 | 12774 | 1967 | 2011 |  |  | N | Distillate Fuel Oil | [14 empty] | 1.4 | 2.3355 | 2.3355 | 2.3355 | 2.3355
Battle Mountain | 6509_G_3 | 6509 | G | 3 |  | Combustion Turbine | IC Engine | WECC_NNV | Nevada | 32 | Lander | 15 | 32015 | 1.8 | 12774 | 1967 | 2011 |  |  | N | Distillate Fuel Oil | [14 empty] | 1.4 | 2.3355 | 2.3355 | 2.3355 | 2.3355
Battle Mountain | 6509_G_4 | 6509 | G | 4 |  | Combustion Turbine | IC Engine | WECC_NNV | Nevada | 32 | Lander | 15 | 32015 | 1.8 | 12774 | 1967 | 2011 |  |  | N | Distillate Fuel Oil | [14 empty] | 1.4 | 2.3355 | 2.3355 | 2.3355 | 2.3355
Valley Road | 6530_G_1 | 6530 | G | 1 |  | Combustion Turbine | IC Engine | WECC_NNV | Nevada | 32 | Washoe | 31 | 32031 | 2 | 12774 | 1960 | 2011 |  |  | N | Distillate Fuel Oil | [14 empty] | 1.4 | 2.3355 | 2.3355 | 2.3355 | 2.3355
Valley Road | 6530_G_2 | 6530 | G | 2 |  | Combustion Turbine | IC Engine | WECC_NNV | Nevada | 32 | Washoe | 31 | 32031 | 2 | 12774 | 1960 | 2011 |  |  | N | Distillate Fuel Oil | [14 empty] | 1.4 | 2.3355 | 2.3355 | 2.3355 | 2.3355
Valley Road | 6530_G_3 | 6530 | G | 3 |  | Combustion Turbine | IC Engine | WECC_NNV | Nevada | 32 | Washoe | 31 | 32031 | 2 | 12774 | 1960 | 2011 |  |  | N | Distillate Fuel Oil | [14 empty] | 1.4 | 2.3355 | 2.3355 | 2.3355 | 2.3355
Winnemucca | 6533_G_1 | 6533 | G | 1 |  | Combustion Turbine | Combustion Turbine | WECC_NNV | Nevada | 32 | Humboldt | 13 | 32013 | 15 | 17662 | 1970 | 2011 |  |  | N | Natural Gas | [14 empty] | 1.4 | 0.47776 | 0.47776 | 0.47776 | 0.47776
Little Mountain | 6553_G_1 | 6553 | G | 1 |  | Combustion Turbine | Combustion Turbine | WECC_UT | Utah | 49 | Weber | 57 | 49057 | 14 | 19101 | 1971 | 2011 |  |  | N | Natural Gas, Distillate Fuel Oil | [14 empty] | 0.85 | 0.47776 | 0.47776 | 0.47776 | 0.47776
Block Island | 6567_G_19 | 6567 | G | 19 |  | Combustion Turbine | IC Engine | NENGREST | Rhode Island | 44 | Washington | 9 | 44009 | 1 | 11443 | 1993 | 2012 |  |  | N | Distillate Fuel Oil | [5 empty] | SCR | [8 empty] | 1.121 | 2.3355 | 0.46709 | 2.3355 | 0.46709
G W Ivey | 665_G_10 | 665 | G | 10 |  | Combustion Turbine | IC Engine | FRCC | Florida | 12 | Miami-Dade | 86 | 12086 | 2 | 12567 | 1958 | 2013 |  |  | N | Natural Gas, Distillate Fuel Oil | [15 empty] | 2.0543 | 2.0543 | 2.0543 | 2.0543
G W Ivey | 665_G_11 | 665 | G | 11 |  | Combustion Turbine | IC Engine | FRCC | Florida | 12 | Miami-Dade | 86 | 12086 | 3 | 12567 | 1965 | 2013 |  |  | N | Natural Gas, Distillate Fuel Oil | [15 empty] | 2.0543 | 2.0543 | 2.0543 | 2.0543
G W Ivey | 665_G_12 | 665 | G | 12 |  | Combustion Turbine | IC Engine | FRCC | Florida | 12 | Miami-Dade | 86 | 12086 | 3 | 12774 | 1965 | 2013 |  |  | N | Natural Gas, Distillate Fuel Oil | [15 empty] | 2.0543 | 2.0543 | 2.0543 | 2.0543
G W Ivey | 665_G_8 | 665 | G | 8 |  | Combustion Turbine | IC Engine | FRCC | Florida | 12 | Miami-Dade | 86 | 12086 | 2 | 12567 | 1954 | 2013 |  |  | N | Natural Gas, Distillate Fuel Oil | [15 empty] | 2.0543 | 2.0543 | 2.0543 | 2.0543
G W Ivey | 665_G_9 | 665 | G | 9 |  | Combustion Turbine | IC Engine | FRCC | Florida | 12 | Miami-Dade | 86 | 12086 | 2 | 12567 | 1958 | 2013 |  |  | N | Natural Gas, Distillate Fuel Oil | [15 empty] | 2.0543 | 2.0543 | 2.0543 | 2.0543
Medicine Bow | 692_G_CLIP | 692 | G | CLIP |  | Wind |  | WECC_WY | Wyoming | 56 | Carbon | 7 | 56007 | 2.5 | 0 | 2005 | 2011 |  |  | N | Wind | [15 empty] | 0 | 0 | 0 | 0
Barnett Shoals | 701_G_1 | 701 | G | 1 |  | Hydro |  | S_SOU | Georgia | 13 | Oconee | 219 | 13219 | 0.2 | 0 | 1910 | 2010 |  |  | N | Hydro | [15 empty] | 0 | 0 | 0 | 0
Barnett Shoals | 701_G_2 | 701 | G | 2 |  | Hydro |  | S_SOU | Georgia | 13 | Oconee | 219 | 13219 | 0.2 | 0 | 1910 | 2010 |  |  | N | Hydro | [15 empty] | 0 | 0 | 0 | 0
Barnett Shoals | 701_G_3 | 701 | G | 3 |  | Hydro |  | S_SOU | Georgia | 13 | Oconee | 219 | 13219 | 0.2 | 0 | 1910 | 2010 |  |  | N | Hydro | [15 empty] | 0 | 0 | 0 | 0
Barnett Shoals | 701_G_4 | 701 | G | 4 |  | Hydro |  | S_SOU | Georgia | 13 | Oconee | 219 | 13219 | 0.2 | 0 | 1910 | 2010 |  |  | N | Hydro | [15 empty] | 0 | 0 | 0 | 0
Bowen | 703_G_6 | 703 | G | 6 |  | Combustion Turbine | Combustion Turbine | S_SOU | Georgia | 13 | Bartow | 15 | 13015 | 32 | 16552 | 1971 | 2013 |  |  | N | Distillate Fuel Oil | [14 empty] | 3.09 | 0.70462 | 0.70462 | 0.70462 | 0.70462
Heber City | 7111_G_NA3 | 7111 | G | NA3 |  | Combustion Turbine | IC Engine | WECC_UT | Utah | 49 | Wasatch | 51 | 49051 | 0.6 | 10745 | 1987 | 2012 |  |  | N | Natural Gas | [14 empty] | 0.85 | 2.0543 | 2.0543 | 2.0543 | 2.0543
McManus | 715_G_IC1 | 715 | G | IC1 |  | Combustion Turbine | IC Engine | S_SOU | Georgia | 13 | Glynn | 127 | 13127 | 2 | 12826 | 1964 | 2013 |  |  | N | Distillate Fuel Oil | [14 empty] | 0.5 | 2.3355 | 2.3355 | 2.3355 | 2.3355
Boulevard | 732_G_2 | 732 | G | 2 |  | Combustion Turbine | Combustion Turbine | S_SOU | Georgia | 13 | Chatham | 51 | 13051 | 14 | 21878 | 1970 | 2013 |  |  | N | Natural Gas, Distillate Fuel Oil | [15 empty] | 0.66462 | 0.66462 | 0.66462 | 0.66462
Boulevard | 732_G_3 | 732 | G | 3 |  | Combustion Turbine | Combustion Turbine | S_SOU | Georgia | 13 | Chatham | 51 | 13051 | 14 | 22033 | 1970 | 2013 |  |  | N | Natural Gas, Distillate Fuel Oil | [15 empty] | 0.66462 | 0.66462 | 0.66462 | 0.66462
Alliant Techsystems | 7376_G_1 | 7376 | G | 1 |  | Combustion Turbine | IC Engine | MIS_MNWI | Minnesota | 27 | Hennepin | 53 | 27053 | 1.6 | 12774 | 1994 | 2013 |  |  | N | Distillate Fuel Oil | [15 empty] | 2.3355 | 2.3355 | 2.3355 | 2.3355
Oneida Casino | 7602_G_1 | 7602 | G | 1 |  | Combustion Turbine | IC Engine | MIS_WUMS | Wisconsin | 55 | Brown | 9 | 55009 | 1.8 | 10745 | 1996 | 2011 |  |  | N | Distillate Fuel Oil | [14 empty] | 3 | 2.3355 | 2.3355 | 2.3355 | 2.3355
Oneida Casino | 7602_G_2 | 7602 | G | 2 |  | Combustion Turbine | IC Engine | MIS_WUMS | Wisconsin | 55 | Brown | 9 | 55009 | 1.8 | 10745 | 1996 | 2011 |  |  | N | Distillate Fuel Oil | [14 empty] | 3 | 2.3355 | 2.3355 | 2.3355 | 2.3355
Lawrence County Station | 7948_G_1 | 7948 | G | 1 |  | Combustion Turbine | Combustion Turbine | MIS_INKY | Indiana | 18 | Lawrence | 93 | 18093 | 44 | 10746 | 2005 | 2014 |  |  | N | Natural Gas | [14 empty] | 0.006 | 0.086863 | 0.086863 | 0.086863 | 0.086863
Lawrence County Station | 7948_G_2 | 7948 | G | 2 |  | Combustion Turbine | Combustion Turbine | MIS_INKY | Indiana | 18 | Lawrence | 93 | 18093 | 44 | 10745 | 2005 | 2015 |  |  | N | Natural Gas | [14 empty] | 0.006 | 0.088324 | 0.088324 | 0.088324 | 0.088324
State St Generating | 7970_G_1 | 7970 | G | 1 |  | Combustion Turbine | IC Engine | MIS_LMI | Michigan | 26 | BRANCH | 23 | 26023 | 1.8 | 10745 | 2001 | 2012 |  |  | N | Distillate Fuel Oil | [14 empty] | 1.67 | 2.3355 | 2.3355 | 2.3355 | 2.3355
State St Generating | 7970_G_2 | 7970 | G | 2 |  | Combustion Turbine | IC Engine | MIS_LMI | Michigan | 26 | BRANCH | 23 | 26023 | 1.8 | 10745 | 2001 | 2012 |  |  | N | Distillate Fuel Oil | [14 empty] | 1.67 | 2.3355 | 2.3355 | 2.3355 | 2.3355
State St Generating | 7970_G_3 | 7970 | G | 3 |  | Combustion Turbine | IC Engine | MIS_LMI | Michigan | 26 | BRANCH | 23 | 26023 | 1.8 | 10745 | 2001 | 2012 |  |  | N | Distillate Fuel Oil | [14 empty] | 1.67 | 2.3355 | 2.3355 | 2.3355 | 2.3355
State St Generating | 7970_G_4 | 7970 | G | 4 |  | Combustion Turbine | IC Engine | MIS_LMI | Michigan | 26 | BRANCH | 23 | 26023 | 1.8 | 10745 | 2001 | 2012 |  |  | N | Distillate Fuel Oil | [14 empty] | 1.67 | 2.3355 | 2.3355 | 2.3355 | 2.3355
State St Generating | 7970_G_5 | 7970 | G | 5 |  | Combustion Turbine | IC Engine | MIS_LMI | Michigan | 26 | BRANCH | 23 | 26023 | 1.8 | 10745 | 2001 | 2012 |  |  | N | Distillate Fuel Oil | [14 empty] | 1.67 | 2.3355 | 2.3355 | 2.3355 | 2.3355
State St Generating | 7970_G_6 | 7970 | G | 6 |  | Combustion Turbine | IC Engine | MIS_LMI | Michigan | 26 | BRANCH | 23 | 26023 | 1.8 | 10745 | 2001 | 2012 |  |  | N | Distillate Fuel Oil | [14 empty] | 1.67 | 2.3355 | 2.3355 | 2.3355 | 2.3355
State St Generating | 7970_G_7 | 7970 | G | 7 |  | Combustion Turbine | IC Engine | MIS_LMI | Michigan | 26 | BRANCH | 23 | 26023 | 1.8 | 10745 | 2001 | 2012 |  |  | N | Distillate Fuel Oil | [14 empty] | 1.67 | 2.3355 | 2.3355 | 2.3355 | 2.3355
State St Generating | 7970_G_8 | 7970 | G | 8 |  | Combustion Turbine | IC Engine | MIS_LMI | Michigan | 26 | BRANCH | 23 | 26023 | 1.8 | 10745 | 2001 | 2012 |  |  | N | Distillate Fuel Oil | [14 empty] | 1.67 | 2.3355 | 2.3355 | 2.3355 | 2.3355
State St Generating | 7970_G_9 | 7970 | G | 9 |  | Combustion Turbine | IC Engine | MIS_LMI | Michigan | 26 | BRANCH | 23 | 26023 | 1.8 | 10745 | 2001 | 2012 |  |  | N | Distillate Fuel Oil | [14 empty] | 1.67 | 2.3355 | 2.3355 | 2.3355 | 2.3355
Hutsonville | 863_G_D1 | 863 | G | D1 |  | Combustion Turbine | IC Engine | MIS_IL | Illinois | 17 | Crawford | 33 | 17033 | 3 | 12774 | 1968 | 2011 |  |  | N | Distillate Fuel Oil | [14 empty] | 1 | 2.3355 | 2.3355 | 2.3355 | 2.3355
Oglesby | 894_G_1 | 894 | G | 1 |  | Combustion Turbine | Combustion Turbine | MIS_IL | Illinois | 17 | La Salle | 99 | 17099 | 13.5 | 16538 | 1970 | 2013 |  |  | N | Natural Gas, Distillate Fuel Oil | [14 empty] | 1 | 0.47776 | 0.47776 | 0.47776 | 0.47776
Oglesby | 894_G_2 | 894 | G | 2 |  | Combustion Turbine | Combustion Turbine | MIS_IL | Illinois | 17 | La Salle | 99 | 17099 | 13.5 | 16313 | 1970 | 2013 |  |  | N | Natural Gas, Distillate Fuel Oil | [14 empty] | 1 | 0.47776 | 0.47776 | 0.47776 | 0.47776
Oglesby | 894_G_3 | 894 | G | 3 |  | Combustion Turbine | Combustion Turbine | MIS_IL | Illinois | 17 | La Salle | 99 | 17099 | 13.5 | 16313 | 1970 | 2013 |  |  | N | Natural Gas, Distillate Fuel Oil | [14 empty] | 1 | 0.47776 | 0.47776 | 0.47776 | 0.47776
Oglesby | 894_G_4 | 894 | G | 4 |  | Combustion Turbine | Combustion Turbine | MIS_IL | Illinois | 17 | La Salle | 99 | 17099 | 13.5 | 16313 | 1970 | 2013 |  |  | N | Natural Gas, Distillate Fuel Oil | [14 empty] | 1 | 0.47776 | 0.47776 | 0.47776 | 0.47776
Stallings | 895_G_1 | 895 | G | 1 |  | Combustion Turbine | Combustion Turbine | MIS_IL | Illinois | 17 | Madison | 119 | 17119 | 20.5 | 24990 | 1970 | 2013 |  |  | N | Natural Gas | [14 empty] | 1 | 0.47776 | 0.47776 | 0.47776 | 0.47776
Stallings | 895_G_2 | 895 | G | 2 |  | Combustion Turbine | Combustion Turbine | MIS_IL | Illinois | 17 | Madison | 119 | 17119 | 20.5 | 25000 | 1970 | 2013 |  |  | N | Natural Gas | [14 empty] | 1 | 0.47776 | 0.47776 | 0.47776 | 0.47776
Stallings | 895_G_3 | 895 | G | 3 |  | Combustion Turbine | Combustion Turbine | MIS_IL | Illinois | 17 | Madison | 119 | 17119 | 20.5 | 25000 | 1970 | 2013 |  |  | N | Natural Gas | [14 empty] | 1 | 0.47776 | 0.47776 | 0.47776 | 0.47776
Stallings | 895_G_4 | 895 | G | 4 |  | Combustion Turbine | Combustion Turbine | MIS_IL | Illinois | 17 | Madison | 119 | 17119 | 20.5 | 25000 | 1970 | 2013 |  |  | N | Natural Gas | [14 empty] | 1 | 0.47776 | 0.47776 | 0.47776 | 0.47776
Peru | 955_G_10 | 955 | G | 10 |  | Combustion Turbine | IC Engine | MIS_IL | Illinois | 17 | La Salle | 99 | 17099 | 2 | 12774 | 2003 | 2011 |  |  | N | Distillate Fuel Oil | [14 empty] | 1 | 2.3355 | 2.3355 | 2.3355 | 2.3355
Peru | 955_G_3 | 955 | G | 3 |  | Combustion Turbine | IC Engine | MIS_IL | Illinois | 17 | La Salle | 99 | 17099 | 1.8 | 12774 | 2002 | 2010 |  |  | N | Distillate Fuel Oil | [14 empty] | 1 | 2.3355 | 2.3355 | 2.3355 | 2.3355
Peru | 955_G_7 | 955 | G | 7 |  | Combustion Turbine | IC Engine | MIS_IL | Illinois | 17 | La Salle | 99 | 17099 | 1.8 | 12774 | 2002 | 2010 |  |  | N | Distillate Fuel Oil | [14 empty] | 1 | 2.3355 | 2.3355 | 2.3355 | 2.3355
Peru | 955_G_8 | 955 | G | 8 |  | Combustion Turbine | IC Engine | MIS_IL | Illinois | 17 | La Salle | 99 | 17099 | 2 | 12774 | 2003 | 2010 |  |  | N | Distillate Fuel Oil | [14 empty] | 1 | 2.3355 | 2.3355 | 2.3355 | 2.3355
Peru | 955_G_9 | 955 | G | 9 |  | Combustion Turbine | IC Engine | MIS_IL | Illinois | 17 | La Salle | 99 | 17099 | 2 | 12774 | 2003 | 2010 |  |  | N | Distillate Fuel Oil | [14 empty] | 1 | 2.3355 | 2.3355 | 2.3355 | 2.3355
Peru | 955_G_IC1 | 955 | G | IC1 |  | Combustion Turbine | IC Engine | MIS_IL | Illinois | 17 | La Salle | 99 | 17099 | 6 | 12774 | 1973 | 2011 |  |  | N | Distillate Fuel Oil | [14 empty] | 1 | 2.3355 | 2.3355 | 2.3355 | 2.3355
Peru | 955_G_IC2 | 955 | G | IC2 |  | Combustion Turbine | IC Engine | MIS_IL | Illinois | 17 | La Salle | 99 | 17099 | 1.8 | 12774 | 2000 | 2010 |  |  | N | Distillate Fuel Oil | [14 empty] | 1 | 2.3355 | 2.3355 | 2.3355 | 2.3355
Peru | 955_G_IC3 | 955 | G | IC3 |  | Combustion Turbine | IC Engine | MIS_IL | Illinois | 17 | La Salle | 99 | 17099 | 1.8 | 12774 | 2000 | 2011 |  |  | N | Distillate Fuel Oil | [14 empty] | 1 | 2.3355 | 2.3355 | 2.3355 | 2.3355
Rantoul | 958_G_5 | 958 | G | 5 |  | Combustion Turbine | IC Engine | MIS_IL | Illinois | 17 | Champaign | 19 | 17019 | 0.7 | 10745 | 1964 | 2012 |  |  | N | Distillate Fuel Oil | [15 empty] | 2.3355 | 2.3355 | 2.3355 | 2.3355
Palos Verdes Gas to Energy | 10473_B_B501 | 10473 | B | B501 |  | Landfill Gas |  | WECC_SCE | California | 6 | Los Angeles | 37 | 06037 | 1.2 | 19906 | 1988 | 2011 |  |  | N | Landfill Gas | [15 empty] | 0.043947 | 0.043947 | 0.043947 | 0.043947
Koppers Susquehanna Plant | 10731_B_1 | 10731 | B | 1 |  | Biomass |  | PJM_WMAC | Pennsylvania | 42 | LYCOMING | 81 | 42081 | 12 | 19992 | 1988 | 2013 |  |  | Y | Biomass | [15 empty] | 0.22926 | 0.22926 | 0.22926 | 0.22926
Seaford Delaware Plant | 10793_B_BLR5 | 10793 | B | BLR5 |  | O/G Steam |  | PJM_EMAC | Delaware | 10 | Sussex | 5 | 10005 | 9 | 8300 | 1939 | 2009 |  |  | Y | Natural Gas | [5 empty] | SCR | [9 empty] | 0.0169 | 0.0169 | 0.0169 | 0.0169
Saguaro | 118_B_1 | 118 | B | 1 |  | O/G Steam |  | WECC_AZ | Arizona | 4 | Pinal | 21 | 04021 | 110 | 13196 | 1954 | 2013 |  |  | N | Natural Gas, Residual Fuel Oil | [14 empty] | 1 | 0.1548 | 0.1548 | 0.1548 | 0.1548
Saguaro | 118_B_2 | 118 | B | 2 |  | O/G Steam |  | WECC_AZ | Arizona | 4 | Pinal | 21 | 04021 | 100 | 13154 | 1955 | 2013 |  |  | N | Natural Gas, Residual Fuel Oil | [14 empty] | 1 | 0.0818 | 0.0818 | 0.0818 | 0.0818
Pratt | 1317_B_4 | 1317 | B | 4 |  | O/G Steam |  | SPP_N | Kansas | 20 | Pratt | 151 | 20151 | 5.8 | 14500 | 1953 | 2012 |  |  | N | Natural Gas | [15 empty] | 0.23465 | 0.23465 | 0.23465 | 0.23465
Garden City | 1336_B_GC3 | 1336 | B | GC3 |  | O/G Steam |  | SPP_N | Kansas | 20 | Finney | 55 | 20055 | 8.7 | 12410 | 1962 | 2011 |  |  | N | Natural Gas | [14 empty] | 3 | 0.27544 | 0.27544 | 0.27544 | 0.27544
Nine Mile Point | 1403_B_1 | 1403 | B | 1 |  | O/G Steam |  | S_D_AMSO | Louisiana | 22 | Jefferson | 51 | 22051 | 50 | 12176 | 1951 | 2011 |  |  | N | Natural Gas | [14 empty] | 5.2606 | 0.0567 | 0.0567 | 0.0567 | 0.0567
Nine Mile Point | 1403_B_2 | 1403 | B | 2 |  | O/G Steam |  | S_D_AMSO | Louisiana | 22 | Jefferson | 51 | 22051 | 107 | 10896 | 1953 | 2011 |  |  | N | Natural Gas, Distillate Fuel Oil | [14 empty] | 5.2606 | 0.26025 | 0.26025 | 0.26025 | 0.26025
Sterlington | 1404_B_10 | 1404 | B | 10 |  | O/G Steam |  | S_D_REST | Louisiana | 22 | Ouachita | 73 | 22073 | 212 | 10896 | 1958 | 2012 |  |  | N | Natural Gas | [14 empty] | 5.2606 | 0.26025 | 0.26025 | 0.26025 | 0.26025
Michoud | 1409_B_1 | 1409 | B | 1 |  | O/G Steam |  | S_D_AMSO | Louisiana | 22 | Orleans | 71 | 22071 | 65 | 13240 | 1957 | 2011 |  |  | N | Natural Gas | [14 empty] | 5.2606 | 0.1024 | 0.1024 | 0.1024 | 0.1024
Monroe | 1448_B_10 | 1448 | B | 10 |  | O/G Steam |  | S_D_REST | Louisiana | 22 | Ouachita | 73 | 22073 | 22 | 14500 | 1961 | 2011 |  |  | N | Natural Gas | [14 empty] | 5.2606 | 0.28311 | 0.28311 | 0.28311 | 0.28311
Monroe | 1448_B_11 | 1448 | B | 11 |  | O/G Steam |  | S_D_REST | Louisiana | 22 | Ouachita | 73 | 22073 | 33 | 14500 | 1965 | 2011 |  |  | N | Natural Gas | [14 empty] | 5.2606 | 0.1968 | 0.1968 | 0.1968 | 0.1968
Monroe | 1448_B_12 | 1448 | B | 12 |  | O/G Steam |  | S_D_REST | Louisiana | 22 | Ouachita | 73 | 22073 | 71 | 13240 | 1969 | 2011 |  |  | N | Natural Gas | [14 empty] | 5.2606 | 0.26025 | 0.26025 | 0.26025 | 0.26025
Riverside | 1559_B_4 | 1559 | B | 4 |  | O/G Steam |  | PJM_SMAC | Maryland | 24 | Baltimore | 5 | 24005 | 74 | 14500 | 1951 | 2015 |  |  | N | Natural Gas | [14 empty] | 0.0006 | 0.2289 | 0.2289 | 0.2289 | 0.2289
Hamilton Moses | 168_B_1 | 168 | B | 1 |  | O/G Steam |  | S_D_N_AR | Arkansas | 5 | St. Francis | 123 | 05123 | 67 | 14500 | 1951 | 2013 |  |  | N | Natural Gas, Residual Fuel Oil | [14 empty] | 3.6824 | 0.611 | 0.611 | 0.611 | 0.611
Hamilton Moses | 168_B_2 | 168 | B | 2 |  | O/G Steam |  | S_D_N_AR | Arkansas | 5 | St. Francis | 123 | 05123 | 67 | 14500 | 1951 | 2013 |  |  | N | Natural Gas, Residual Fuel Oil | [14 empty] | 3.6824 | 0.62 | 0.62 | 0.62 | 0.62
Robert E Ritchie | 173_B_1 | 173 | B | 1 |  | O/G Steam |  | S_D_N_AR | Arkansas | 5 | Phillips | 107 | 05107 | 300 | 10896 | 1961 | 2013 |  |  | N | Natural Gas | [15 empty] | 0.28498 | 0.28498 | 0.28498 | 0.28498
Owatonna | 2003_B_6 | 2003 | B | 6 |  | O/G Steam |  | MIS_MNWI | Minnesota | 27 | Steele | 147 | 27147 | 20.6 | 14500 | 1969 | 2011 |  |  | N | Natural Gas | [14 empty] | 4 | 0.27132 | 0.27132 | 0.27132 | 0.27132
Delta | 2051_B_1 | 2051 | B | 1 |  | O/G Steam |  | S_D_REST | Mississippi | 28 | Bolivar | 11 | 28011 | 90 | 14500 | 1953 | 2015 |  |  | N | Natural Gas, Residual Fuel Oil | [14 empty] | 4.8 | 0.27197 | 0.27197 | 0.27197 | 0.27197
Delta | 2051_B_2 | 2051 | B | 2 |  | O/G Steam |  | S_D_REST | Mississippi | 28 | Bolivar | 11 | 28011 | 87 | 14500 | 1953 | 2015 |  |  | N | Natural Gas, Residual Fuel Oil | [14 empty] | 4.8 | 0.27197 | 0.27197 | 0.27197 | 0.27197
Natchez | 2052_B_1 | 2052 | B | 1 |  | O/G Steam |  | S_D_REST | Mississippi | 28 | Adams | 1 | 28001 | 73 | 13240 | 1951 | 2011 |  |  | N | Natural Gas | [14 empty] | 2.4 | 0.27197 | 0.27197 | 0.27197 | 0.27197
Rex Brown | 2053_B_1A | 2053 | B | 1A |  | O/G Steam |  | S_D_REST | Mississippi | 28 | Hinds | 49 | 28049 | 7.5 | 14500 | 1977 | 2011 |  |  | N | Natural Gas, Residual Fuel Oil | [14 empty] | 4.8 | 0.18503 | 0.18503 | 0.18503 | 0.18503
Sunrise | 2326_B_1 | 2326 | B | 1 |  | O/G Steam |  | WECC_SNV | Nevada | 32 | Clark | 3 | 32003 | 80 | 11806 | 1964 | 2011 |  |  | N | Natural Gas, Residual Fuel Oil | [14 empty] | 1.4 | 0.29806 | 0.29806 | 0.29806 | 0.29806
Tracy | 2336_B_1 | 2336 | B | 1 |  | O/G Steam |  | WECC_NNV | Nevada | 32 | Storey | 29 | 32029 | 53 | 12315 | 1963 | 2013 |  |  | N | Natural Gas, Distillate Fuel Oil | [14 empty] | 1.4 | 0.29806 | 0.29806 | 0.29806 | 0.29806
Tracy | 2336_B_2 | 2336 | B | 2 |  | O/G Steam |  | WECC_NNV | Nevada | 32 | Storey | 29 | 32029 | 83 | 12339 | 1965 | 2016 |  |  | N | Natural Gas, Residual Fuel Oil | [14 empty] | 0.8 | 0.253 | 0.253 | 0.253 | 0.253
Rio Grande | 2444_B_7 | 2444 | B | 7 |  | O/G Steam |  | WECC_NM | New Mexico | 35 | Dona Ana | 13 | 35013 | 46 | 11486 | 1958 | 2014 |  |  | N | Natural Gas | [14 empty] | 0.68 | 0.11416 | 0.11416 | 0.11416 | 0.11416
Animas | 2465_B_3 | 2465 | B | 3 |  | O/G Steam |  | WECC_NM | New Mexico | 35 | San Juan | 45 | 35045 | 9 | 14500 | 1958 | 2012 |  |  | N | Natural Gas | [15 empty] | 0.1886 | 0.1886 | 0.1886 | 0.1886
Algodones | 2475_B_1 | 2475 | B | 1 |  | O/G Steam |  | WECC_NM | New Mexico | 35 | Sandoval | 43 | 35043 | 15 | 14500 | 1954 | 1987 |  |  | N | Natural Gas | [15 empty] | 0.1886 | 0.1886 | 0.1886 | 0.1886
Algodones | 2475_B_2 | 2475 | B | 2 |  | O/G Steam |  | WECC_NM | New Mexico | 35 | Sandoval | 43 | 35043 | 15 | 14500 | 1954 | 1987 |  |  | N | Natural Gas | [15 empty] | 0.1886 | 0.1886 | 0.1886 | 0.1886
Algodones | 2475_B_3 | 2475 | B | 3 |  | O/G Steam |  | WECC_NM | New Mexico | 35 | Sandoval | 43 | 35043 | 15 | 14500 | 1959 | 1987 |  |  | N | Natural Gas | [15 empty] | 0.1886 | 0.1886 | 0.1886 | 0.1886
Far Rockaway | 2513_B_40 | 2513 | B | 40 |  | O/G Steam |  | NY_Z_K | New York | 36 | Queens | 81 | 36081 | 105 | 11772 | 1953 | 2012 |  |  | N | Natural Gas | [14 empty] | 0.6 | 0.080542 | 0.080542 | 0.080542 | 0.080542
National Grid Glenwood Energy Center | 2514_B_40 | 2514 | B | 40 |  | O/G Steam |  | NY_Z_K | New York | 36 | Nassau | 59 | 36059 | 116 | 12865 | 1952 | 2012 |  |  | N | Natural Gas | [14 empty] | 0.74 | 0.06028 | 0.06028 | 0.06028 | 0.06028
National Grid Glenwood Energy Center | 2514_B_50 | 2514 | B | 50 |  | O/G Steam |  | NY_Z_K | New York | 36 | Nassau | 59 | 36059 | 113 | 12872 | 1954 | 2012 |  |  | N | Natural Gas | [14 empty] | 0.74 | 0.064071 | 0.064071 | 0.064071 | 0.064071
Dynegy Morro Bay LLC | 259_B_1 | 259 | B | 1 |  | O/G Steam |  | WEC_CALN | California | 6 | San Luis Obispo | 79 | 06079 | 163 | 10896 | 1956 | 2014 |  |  | N | Natural Gas | [14 empty] | 5.2606 | 0.0208 | 0.0208 | 0.0208 | 0.0208
Dynegy Morro Bay LLC | 259_B_2 | 259 | B | 2 |  | O/G Steam |  | WEC_CALN | California | 6 | San Luis Obispo | 79 | 06079 | 163 | 10896 | 1955 | 2014 |  |  | N | Natural Gas | [14 empty] | 5.2606 | 0.0208 | 0.0208 | 0.0208 | 0.0208
Dynegy Morro Bay LLC | 259_B_3 | 259 | B | 3 |  | O/G Steam |  | WEC_CALN | California | 6 | San Luis Obispo | 79 | 06079 | 337 | 9937 | 1962 | 2014 |  |  | N | Natural Gas | [14 empty] | 5.2606 | 0.028859 | 0.028859 | 0.028859 | 0.028859
Dynegy Morro Bay LLC | 259_B_4 | 259 | B | 4 |  | O/G Steam |  | WEC_CALN | California | 6 | San Luis Obispo | 79 | 06079 | 336 | 10019 | 1963 | 2014 |  |  | N | Natural Gas | [14 empty] | 5.2606 | 0.028857 | 0.028857 | 0.028857 | 0.028857
AES Huntington Beach LLC | 335_B_3A | 335 | B | 3A |  | O/G Steam |  | WECC_SCE | California | 6 | Orange | 59 | 06059 | 225 | 10839 | 2003 | 2012 |  |  | N | Natural Gas | [5 empty] | SCR | [8 empty] | 0.2 | 0.0049546 | 0.0049546 | 0.0049546 | 0.0049546
AES Huntington Beach LLC | 335_B_4A | 335 | B | 4A |  | O/G Steam |  | WECC_SCE | California | 6 | Orange | 59 | 06059 | 227 | 10832 | 2003 | 2012 |  |  | N | Natural Gas | [5 empty] | SCR | [8 empty] | 0.2 | 0.0060395 | 0.0060395 | 0.0060395 | 0.0060395
E S Joslin | 3436_B_1 | 3436 | B | 1 |  | O/G Steam |  | ERC_REST | Texas | 48 | CALHOUN | 57 | 48057 | 254 | 10896 | 1971 | 2005 |  |  | N | Natural Gas | [15 empty] | 0.20162 | 0.20162 | 0.20162 | 0.20162
Plant X | 3485_B_113B | 3485 | B | 113B |  | O/G Steam |  | SPP_SPS | Texas | 48 | Lamb | 279 | 48279 | 93 | 10395 | 1955 | 2014 |  |  | N | Natural Gas | [14 empty] | 1.1573 | 0.12805 | 0.12805 | 0.12805 | 0.12805
Plant X | 3485_B_114B | 3485 | B | 114B |  | O/G Steam |  | SPP_SPS | Texas | 48 | Lamb | 279 | 48279 | 200 | 10046 | 1964 | 2014 |  |  | N | Natural Gas, Distillate Fuel Oil |  |  |  |  | LNC2 | [9 empty] | 1.1573 | 0.11589 | 0.11589 | 0.11589 | 0.11589
El Centro | 389_B_3 | 389 | B | 3 |  | O/G Steam |  | WECC_IID | California | 6 | Imperial | 25 | 06025 | 42 | 13105 | 1993 | 2010 |  |  | N | Natural Gas, Residual Fuel Oil | [14 empty] | 0.74 | 0.0085 | 0.0085 | 0.0085 | 0.0085
Haynes | 400_B_5 | 400 | B | 5 |  | O/G Steam |  | WEC_LADW | California | 6 | Los Angeles | 37 | 06037 | 292 | 9867 | 1966 | 2013 |  |  | N | Natural Gas, Residual Fuel Oil | [5 empty] | SCR | [8 empty] | 0.74 | 0.0041353 | 0.0041353 | 0.0041353 | 0.0041353
Haynes | 400_B_6 | 400 | B | 6 |  | O/G Steam |  | WEC_LADW | California | 6 | Los Angeles | 37 | 06037 | 238 | 10303 | 1967 | 2013 |  |  | N | Natural Gas, Residual Fuel Oil | [5 empty] | SCR | [8 empty] | 0.74 | 0.0041601 | 0.0041601 | 0.0041601 | 0.0041601
Scattergood | 404_B_3 | 404 | B | 3 |  | O/G Steam |  | WEC_LADW | California | 6 | Los Angeles | 37 | 06037 | 445 | 11371 | 1974 | 2016 |  |  | N | Natural Gas | [5 empty] | SCR | [8 empty] | 0.74 | 0.0036 | 0.0036 | 0.0036 | 0.0036
Pueblo | 460_B_41 | 460 | B | 41 |  | O/G Steam |  | WECC_CO | Colorado | 8 | Pueblo | 101 | 08101 | 9 | 8431 | 2001 | 2013 |  |  | N | Natural Gas | [14 empty] | 0.8 | 0.073021 | 0.073021 | 0.073021 | 0.073021
Pueblo | 460_B_49 | 460 | B | 49 |  | O/G Steam |  | WECC_CO | Colorado | 8 | Pueblo | 101 | 08101 | 18.8 | 14500 | 1949 | 2013 |  |  | N | Natural Gas | [14 empty] | 1.5 | 0.27132 | 0.27132 | 0.27132 | 0.27132
Thomas C Ferguson | 4937_B_1 | 4937 | B | 1 |  | O/G Steam |  | ERC_REST | Texas | 48 | Llano | 299 | 48299 | 420 | 11277 | 1974 | 2013 |  |  | N | Natural Gas | [14 empty] | 1.1573 | 0.099084 | 0.099084 | 0.099084 | 0.099084
Sierra Pacific Loyalton Facility | 50111_B_BLR1 | 50111 | B | BLR1 |  | Biomass |  | WECC_NNV | California | 6 | Sierra | 91 | 06091 | 11.8 | 22706 | 1989 | 2010 |  |  | N | Biomass | [5 empty] | SNCR | [9 empty] | 0.22926 | 0.22926 | 0.22926 | 0.22926
Rabun Gap Cogen Facility | 50201_B_WB1 | 50201 | B | WB1 |  | Biomass |  | S_SOU | Georgia | 13 | RABUN | 241 | 13241 | 17 | 29448 | 2010 | 2010 |  |  | N | Biomass | [15 empty] | 0.22926 | 0.22926 | 0.22926 | 0.22926
New Hanover County WASTEC | 50271_B_1A | 50271 | B | 1A |  | Municipal Solid Waste |  | S_VACA | North Carolina | 37 | New Hanover | 129 | 37129 | 1.2 | 19686 | 1991 | 2001 |  |  | N | MSW | Dry Scrubber |  | 71 | 71 |  | SNCR | [9 empty] | 0.16169 | 0.16169 | 0.16169 | 0.16169 | 0.08 | 0.08 | 0.08
S D Warren Westbrook | 50447_B_20 | 50447 | B | 20 |  | O/G Steam |  | NENG_ME | Maine | 23 | Cumberland | 5 | 23005 | 10.1 | 8993 | 1982 | 2009 |  |  | Y | Residual Fuel Oil | [14 empty] | 1.5794 | 0.22926 | 0.22926 | 0.22926 | 0.22926
Clewiston Sugar House | 50482_B_B1 | 50482 | B | B1 |  | Biomass |  | FRCC | Florida | 12 | Hendry | 51 | 12051 | 11.1 | 5379 | 1997 | 2004 |  |  | Y | Biomass | [15 empty] | 0.22926 | 0.22926 | 0.22926 | 0.22926
Boralex Sherman LLC | 50874_B_19425 | 50874 | B | 19425 |  | Biomass |  | NENG_ME | Maine | 23 | Penobscot | 19 | 23019 | 21 | 16943 | 1986 | 2009 |  |  | Y | Biomass | [15 empty] | 0.22926 | 0.22926 | 0.22926 | 0.22926
NRG Norwalk Harbor | 548_B_1 | 548 | B | 1 |  | O/G Steam |  | NENG_CT | Connecticut | 9 | Fairfield | 1 | 09001 | 162 | 11685 | 1960 | 2013 |  |  | N | Residual Fuel Oil |  |  | 73.2 | 73.2 |  | SNCR | [8 empty] | 0.3 | 0.2317 | 0.2317 | 0.2317 | 0.2317
NRG Norwalk Harbor | 548_B_2 | 548 | B | 2 |  | O/G Steam |  | NENG_CT | Connecticut | 9 | Fairfield | 1 | 09001 | 168 | 11801 | 1963 | 2013 |  |  | N | Residual Fuel Oil |  |  | 73.2 | 73.2 |  | SNCR | [8 empty] | 0.3 | 0.1907 | 0.1907 | 0.1907 | 0.1907
Savannah River Site Biomass Cogeneration | 57138_B_HRSG1 | 57138 | B | HRSG1 |  | Biomass |  | S_VACA | South Carolina | 45 | Aiken | 3 | 45003 | 9 | 13500 | 2011 | 2011 |  |  | Y | Biomass | [15 empty] | 0.22926 | 0.22926 | 0.22926 | 0.22926
Savannah River Site Biomass Cogeneration | 57138_B_HRSG2 | 57138 | B | HRSG2 |  | Biomass |  | S_VACA | South Carolina | 45 | Aiken | 3 | 45003 | 9 | 13500 | 2011 | 2011 |  |  | Y | Biomass | [15 empty] | 0.22926 | 0.22926 | 0.22926 | 0.22926
Sanford | 620_B_PSN3 | 620 | B | PSN3 |  | O/G Steam |  | FRCC | Florida | 12 | Volusia | 127 | 12127 | 138 | 13372 | 1959 | 2012 |  |  | N | Natural Gas, Residual Fuel Oil | [14 empty] | 2.5 | 0.12851 | 0.12851 | 0.12851 | 0.12851
Turkey Point | 621_B_PTP2 | 621 | B | PTP2 |  | O/G Steam |  | FRCC | Florida | 12 | Miami-Dade | 86 | 12086 | 392 | 11766 | 1968 | 2013 |  |  | N | Natural Gas, Residual Fuel Oil | [14 empty] | 1 | 0.0325 | 0.0325 | 0.0325 | 0.0325
John R Kelly | 664_B_JRK7 | 664 | B | JRK7 |  | O/G Steam |  | FRCC | Florida | 12 | Alachua | 1 | 12001 | 23.2 | 14500 | 1961 | 2016 |  |  | N | Natural Gas, Residual Fuel Oil | [14 empty] | 2.75 | 0.18034 | 0.18034 | 0.18034 | 0.18034
McManus | 715_B_1 | 715 | B | 1 |  | O/G Steam |  | S_SOU | Georgia | 13 | Glynn | 127 | 13127 | 43 | 14500 | 1952 | 2015 |  |  | N | Distillate Fuel Oil, Residual Fuel Oil | [14 empty] | 3.15 | 0.4093 | 0.4093 | 0.4093 | 0.4093
McManus | 715_B_2 | 715 | B | 2 |  | O/G Steam |  | S_SOU | Georgia | 13 | Glynn | 127 | 13127 | 79 | 14500 | 1959 | 2015 |  |  | N | Distillate Fuel Oil, Residual Fuel Oil | [14 empty] | 3.15 | 0.34187 | 0.34187 | 0.34187 | 0.34187
Kraft | 733_B_4 | 733 | B | 4 |  | O/G Steam |  | S_SOU | Georgia | 13 | Chatham | 51 | 13051 | 115 | 12066 | 1972 | 2016 |  |  | N | Natural Gas, Residual Fuel Oil | [14 empty] | 1.2 | 0.21087 | 0.21087 | 0.21087 | 0.21087
Indian Trails Cogen 1 | 7384_B_1 | 7384 | B | 1 |  | O/G Steam |  | MIS_IL | Illinois | 17 | Tazewell | 179 | 17179 | 3.3 | 14500 | 1995 | 2010 |  |  | Y | Natural Gas | [14 empty] | 0.0006 | 0.26812 | 0.26812 | 0.26812 | 0.26812
Everett Cogen | 7627_B_14 | 7627 | B | 14 |  | Biomass |  | WECC_PNW | Washington | 53 | Snohomish | 61 | 53061 | 36 | 11844 | 1996 | 2011 |  |  | Y | Biomass | [15 empty] | 0.22926 | 0.22926 | 0.22926 | 0.22926
Havana | 891_B_1 | 891 | B | 1 |  | O/G Steam |  | MIS_IL | Illinois | 17 | Mason | 125 | 17125 | 28 | 13403 | 1947 | 2013 |  |  | N | Residual Fuel Oil | [14 empty] | 1 | 0.20493 | 0.20493 | 0.20493 | 0.20493
Havana | 891_B_2 | 891 | B | 2 |  | O/G Steam |  | MIS_IL | Illinois | 17 | Mason | 125 | 17125 | 28 | 13403 | 1947 | 2013 |  |  | N | Residual Fuel Oil | [14 empty] | 1 | 0.20493 | 0.20493 | 0.20493 | 0.20493
Havana | 891_B_3 | 891 | B | 3 |  | O/G Steam |  | MIS_IL | Illinois | 17 | Mason | 125 | 17125 | 28 | 13403 | 1947 | 2013 |  |  | N | Residual Fuel Oil | [14 empty] | 1 | 0.20493 | 0.20493 | 0.20493 | 0.20493
Havana | 891_B_4 | 891 | B | 4 |  | O/G Steam |  | MIS_IL | Illinois | 17 | Mason | 125 | 17125 | 28 | 13403 | 1948 | 2013 |  |  | N | Residual Fuel Oil | [14 empty] | 1 | 0.20493 | 0.20493 | 0.20493 | 0.20493
Havana | 891_B_5 | 891 | B | 5 |  | O/G Steam |  | MIS_IL | Illinois | 17 | Mason | 125 | 17125 | 28 | 13403 | 1949 | 2013 |  |  | N | Residual Fuel Oil | [14 empty] | 1 | 0.20493 | 0.20493 | 0.20493 | 0.20493
Havana | 891_B_6 | 891 | B | 6 |  | O/G Steam |  | MIS_IL | Illinois | 17 | Mason | 125 | 17125 | 28 | 11684 | 1950 | 2013 |  |  | N | Residual Fuel Oil | [14 empty] | 1 | 0.20493 | 0.20493 | 0.20493 | 0.20493
Havana | 891_B_7 | 891 | B | 7 |  | O/G Steam |  | MIS_IL | Illinois | 17 | Mason | 125 | 17125 | 28 | 13403 | 1950 | 2013 |  |  | N | Residual Fuel Oil | [14 empty] | 1 | 0.2667 | 0.2667 | 0.2667 | 0.2667
Havana | 891_B_8 | 891 | B | 8 |  | O/G Steam |  | MIS_IL | Illinois | 17 | Mason | 125 | 17125 | 28 | 13403 | 1950 | 2013 |  |  | N | Residual Fuel Oil | [14 empty] | 1 | 0.20493 | 0.20493 | 0.20493 | 0.20493
Wood River | 898_B_1 | 898 | B | 1 |  | O/G Steam |  | MIS_IL | Illinois | 17 | Madison | 119 | 17119 | 39 | 14500 | 1949 | 2012 |  |  | N | Natural Gas | [14 empty] | 1 | 0.27132 | 0.27132 | 0.27132 | 0.27132
Wood River | 898_B_2 | 898 | B | 2 |  | O/G Steam |  | MIS_IL | Illinois | 17 | Madison | 119 | 17119 | 39 | 14500 | 1949 | 2012 |  |  | N | Natural Gas | [14 empty] | 1 | 0.27132 | 0.27132 | 0.27132 | 0.27132
Wood River | 898_B_3 | 898 | B | 3 |  | O/G Steam |  | MIS_IL | Illinois | 17 | Madison | 119 | 17119 | 39 | 14500 | 1950 | 2012 |  |  | N | Natural Gas | [14 empty] | 1 | 0.27132 | 0.27132 | 0.27132 | 0.27132
Harding Street | 990_B_10 | 990 | B | 10 |  | O/G Steam |  | MIS_INKY | Indiana | 18 | Marion | 97 | 18097 | 35 | 10270 | 1947 | 2015 |  |  | N | Distillate Fuel Oil | [14 empty] | 0.35 | 0.1364 | 0.1364 | 0.1364 | 0.1364
Abilene Energy Center Combustion Turbine | 1251_G_GT1 | 1251 | G | GT1 |  | Combustion Turbine | Combustion Turbine | SPP_N | Kansas | 20 | Dickinson | 41 | 20041 | 64 | 17867 | 1973 | 2013 |  |  | N | Natural Gas | [15 empty] | 0.41232 | 0.41232 | 0.41232 | 0.41232
Herington | 1283_G_1 | 1283 | G | 1 |  | Combustion Turbine | IC Engine | SPP_N | Kansas | 20 | Dickinson | 41 | 20041 | 1.6 | 10745 | 1968 | 2012 |  |  | N | Natural Gas, Distillate Fuel Oil | [15 empty] | 2.3355 | 2.3355 | 2.3355 | 2.3355
Herington | 1283_G_2 | 1283 | G | 2 |  | Combustion Turbine | IC Engine | SPP_N | Kansas | 20 | Dickinson | 41 | 20041 | 1 | 10745 | 1962 | 2012 |  |  | N | Natural Gas, Distillate Fuel Oil | [15 empty] | 2.3355 | 2.3355 | 2.3355 | 2.3355
Herington | 1283_G_3 | 1283 | G | 3 |  | Combustion Turbine | IC Engine | SPP_N | Kansas | 20 | Dickinson | 41 | 20041 | 3.1 | 10745 | 1973 | 2012 |  |  | N | Natural Gas, Distillate Fuel Oil | [15 empty] | 2.3355 | 2.3355 | 2.3355 | 2.3355
Herington | 1283_G_5 | 1283 | G | 5 |  | Combustion Turbine | IC Engine | SPP_N | Kansas | 20 | Dickinson | 41 | 20041 | 0.9 | 10745 | 1951 | 2012 |  |  | N | Natural Gas, Distillate Fuel Oil | [15 empty] | 2.3355 | 2.3355 | 2.3355 | 2.3355
Kaw | 1294_G_1 | 1294 | G | 1 |  | O/G Steam |  | SPP_N | Kansas | 20 | Wyandotte | 209 | 20209 | 42 | 14500 | 1955 | 2013 |  |  | N | Natural Gas | [15 empty] | 0.23465 | 0.23465 | 0.23465 | 0.23465
Kaw | 1294_G_2 | 1294 | G | 2 |  | O/G Steam |  | SPP_N | Kansas | 20 | Wyandotte | 209 | 20209 | 42 | 14500 | 1957 | 2013 |  |  | N | Natural Gas | [15 empty] | 0.23465 | 0.23465 | 0.23465 | 0.23465
Norton | 1310_G_1 | 1310 | G | 1 |  | Combustion Turbine | IC Engine | SPP_N | Kansas | 20 | NORTON | 137 | 20137 | 0.9 | 12774 | 1955 | 2011 |  |  | N | Natural Gas | [14 empty] | 3 | 2.0543 | 2.0543 | 2.0543 | 2.0543
Norton | 1310_G_2 | 1310 | G | 2 |  | Combustion Turbine | IC Engine | SPP_N | Kansas | 20 | NORTON | 137 | 20137 | 1.3 | 12774 | 1960 | 2011 |  |  | N | Natural Gas | [14 empty] | 3 | 2.0543 | 2.0543 | 2.0543 | 2.0543
Norton | 1310_G_3 | 1310 | G | 3 |  | Combustion Turbine | IC Engine | SPP_N | Kansas | 20 | NORTON | 137 | 20137 | 2.4 | 12774 | 1963 | 2011 |  |  | N | Natural Gas | [14 empty] | 3 | 2.0543 | 2.0543 | 2.0543 | 2.0543
Norton | 1310_G_4 | 1310 | G | 4 |  | Combustion Turbine | IC Engine | SPP_N | Kansas | 20 | NORTON | 137 | 20137 | 3.1 | 12774 | 1968 | 2011 |  |  | N | Natural Gas | [14 empty] | 3 | 2.0543 | 2.0543 | 2.0543 | 2.0543
Norton | 1310_G_5 | 1310 | G | 5 |  | Combustion Turbine | IC Engine | SPP_N | Kansas | 20 | NORTON | 137 | 20137 | 2.2 | 12774 | 1977 | 2011 |  |  | N | Distillate Fuel Oil | [14 empty] | 3 | 2.3355 | 2.3355 | 2.3355 | 2.3355
Oakely | 1311_G_1 | 1311 | G | 1 |  | Combustion Turbine | IC Engine | SPP_WEST | Kansas | 20 | LOGAN | 109 | 20109 | 1.2 | 18000 | 1961 | 2012 |  |  | N | Natural Gas, Distillate Fuel Oil | [14 empty] | 3 | 2.0543 | 2.0543 | 2.0543 | 2.0543
Oakely | 1311_G_2 | 1311 | G | 2 |  | Combustion Turbine | IC Engine | SPP_WEST | Kansas | 20 | LOGAN | 109 | 20109 | 0.3 | 19458 | 1948 | 2012 |  |  | N | Distillate Fuel Oil | [14 empty] | 3 | 2.3355 | 2.3355 | 2.3355 | 2.3355
Oakely | 1311_G_4 | 1311 | G | 4 |  | Combustion Turbine | IC Engine | SPP_WEST | Kansas | 20 | LOGAN | 109 | 20109 | 0.8 | 18000 | 1956 | 2012 |  |  | N | Natural Gas, Distillate Fuel Oil | [14 empty] | 3 | 2.0543 | 2.0543 | 2.0543 | 2.0543
Oakely | 1311_G_6 | 1311 | G | 6 |  | Combustion Turbine | IC Engine | SPP_WEST | Kansas | 20 | LOGAN | 109 | 20109 | 3.2 | 18000 | 1973 | 2012 |  |  | N | Natural Gas, Distillate Fuel Oil | [14 empty] | 3 | 2.0543 | 2.0543 | 2.0543 | 2.0543
Sabetha Power Plant | 1320_G_4 | 1320 | G | 4 |  | Combustion Turbine | IC Engine | SPP_N | Kansas | 20 | Nemaha | 131 | 20131 | 0.7 | 12774 | 1950 | 2012 |  |  | N | Natural Gas, Distillate Fuel Oil | [14 empty] | 3 | 2.3355 | 2.3355 | 2.3355 | 2.3355
Sabetha Power Plant | 1320_G_8 | 1320 | G | 8 |  | Combustion Turbine | IC Engine | SPP_N | Kansas | 20 | Nemaha | 131 | 20131 | 2.1 | 12774 | 1978 | 2012 |  |  | N | Natural Gas, Distillate Fuel Oil | [14 empty] | 3 | 2.3355 | 2.3355 | 2.3355 | 2.3355
San Onofre Nuclear Generating Station | 360_G_2 | 360 | G | 2 |  | Nuclear |  | WECC_SCE | California | 6 | San Diego | 73 | 06073 | 1094 | 10460 | 1983 | 2013 |  |  | N | Nuclear Fuel | [15 empty] | 0 | 0 | 0 | 0
San Onofre Nuclear Generating Station | 360_G_3 | 360 | G | 3 |  | Nuclear |  | WECC_SCE | California | 6 | San Diego | 73 | 06073 | 1080 | 10460 | 1984 | 2013 |  |  | N | Nuclear Fuel | [15 empty] | 0 | 0 | 0 | 0
Tillotson Rubber | 50095_G_IC1 | 50095 | G | IC1 |  | Combustion Turbine | IC Engine | NENGREST | New Hampshire | 33 | Coos | 7 | 33007 | 0.4 | 13652 | 1960 | 2012 |  |  | N | Distillate Fuel Oil | [15 empty] | 2.3355 | 2.3355 | 2.3355 | 2.3355
Tillotson Rubber | 50095_G_IC2 | 50095 | G | IC2 |  | Combustion Turbine | IC Engine | NENGREST | New Hampshire | 33 | Coos | 7 | 33007 | 0.6 | 13652 | 1985 | 2012 |  |  | N | Distillate Fuel Oil | [15 empty] | 2.3355 | 2.3355 | 2.3355 | 2.3355
Tillotson Rubber | 50095_G_TG2 | 50095 | G | TG2 |  | Biomass |  | NENGREST | New Hampshire | 33 | Coos | 7 | 33007 | 0.6 | 4539 | 1996 | 2012 |  |  | Y | Biomass | [15 empty] | 0.22926 | 0.22926 | 0.22926 | 0.22926
Tillotson Rubber | 50095_G_TGI | 50095 | G | TGI |  | Biomass |  | NENGREST | New Hampshire | 33 | Coos | 7 | 33007 | 0.7 | 4539 | 1988 | 2012 |  |  | Y | Biomass | [15 empty] | 0.22926 | 0.22926 | 0.22926 | 0.22926
Cytec 1, 2 & 3 | 56257_G_CY 1 | 56257 | G | CY 1 |  | Combustion Turbine | IC Engine | NENG_CT | Connecticut | 9 | New Haven | 9 | 09009 | 2 | 10745 | 2005 | 2011 |  |  | N | Distillate Fuel Oil | [5 empty] | SCR | [9 empty] | 2.3355 | 0.46709 | 2.3355 | 0.46709
Cytec 1, 2 & 3 | 56257_G_CY 2 | 56257 | G | CY 2 |  | Combustion Turbine | IC Engine | NENG_CT | Connecticut | 9 | New Haven | 9 | 09009 | 2 | 10745 | 2005 | 2011 |  |  | N | Distillate Fuel Oil | [5 empty] | SCR | [9 empty] | 2.3355 | 0.46709 | 2.3355 | 0.46709
Cytec 1, 2 & 3 | 56257_G_CY 3 | 56257 | G | CY 3 |  | Combustion Turbine | IC Engine | NENG_CT | Connecticut | 9 | New Haven | 9 | 09009 | 2 | 10745 | 2006 | 2011 |  |  | N | Distillate Fuel Oil | [5 empty] | SCR | [9 empty] | 2.3355 | 0.46709 | 2.3355 | 0.46709
Hansel | 672_G_21 | 672 | G | 21 |  | Combined Cycle |  | FRCC | Florida | 12 | Osceola | 97 | 12097 | 30 | 15000 | 1983 | 2012 |  |  | N | Natural Gas, Distillate Fuel Oil | [15 empty] | 0.19916 | 0.19916 | 0.19916 | 0.19916
Hansel | 672_G_22 | 672 | G | 22 |  | Combined Cycle |  | FRCC | Florida | 12 | Osceola | 97 | 12097 | 8 | 15000 | 1983 | 2012 |  |  | N | Natural Gas | [15 empty] | 0.19916 | 0.19916 | 0.19916 | 0.19916
Hansel | 672_G_23 | 672 | G | 23 |  | Combined Cycle |  | FRCC | Florida | 12 | Osceola | 97 | 12097 | 8 | 15000 | 1983 | 2012 |  |  | N | Natural Gas | [15 empty] | 0.19916 | 0.19916 | 0.19916 | 0.19916
Neosho | 1243_B_7 | 1243 | B | 7 |  | O/G Steam |  | SPP_N | Kansas | 20 | Labette | 99 | 20099 | 67 | 14500 | 1954 | 2012 |  |  | N | Natural Gas | [14 empty] | 3 | 0.65698 | 0.65698 | 0.65698 | 0.65698
Kaw | 1294_B_3 | 1294 | B | 3 |  | O/G Steam |  | SPP_N | Kansas | 20 | Wyandotte | 209 | 20209 | 56 | 13240 | 1962 | 2013 |  |  | N | Natural Gas | [15 empty] | 0.27008 | 0.27008 | 0.27008 | 0.27008
FirstEnergy Mitchell Power Station | 3181_B_1 | 3181 | B | 1 |  | O/G Steam |  | PJM_AP | Pennsylvania | 42 | Washington | 125 | 42125 | 27 | 14500 | 1948 | 2002 |  |  | N | Distillate Fuel Oil | [14 empty] | 0.5 | 0.1351 | 0.1351 | 0.1351 | 0.1351
FirstEnergy Mitchell Power Station | 3181_B_2 | 3181 | B | 2 |  | O/G Steam |  | PJM_AP | Pennsylvania | 42 | Washington | 125 | 42125 | 27 | 14500 | 1949 | 2013 |  |  | N | Distillate Fuel Oil | [14 empty] | 0.5 | 0.12915 | 0.12915 | 0.12915 | 0.12915
FirstEnergy Mitchell Power Station | 3181_B_3 | 3181 | B | 3 |  | O/G Steam |  | PJM_AP | Pennsylvania | 42 | Washington | 125 | 42125 | 27 | 10928 | 1949 | 2013 |  |  | N | Distillate Fuel Oil | [14 empty] | 0.6 | 0.1232 | 0.1232 | 0.1232 | 0.1232
Cape Canaveral | 609_B_PCC1 | 609 | B | PCC1 |  | O/G Steam |  | FRCC | Florida | 12 | Brevard | 9 | 12009 | 396 | 10863 | 1965 | 2010 |  |  | N | Residual Fuel Oil | [14 empty] | 2.75 | 0.12851 | 0.12851 | 0.12851 | 0.12851
Cape Canaveral | 609_B_PCC2 | 609 | B | PCC2 |  | O/G Steam |  | FRCC | Florida | 12 | Brevard | 9 | 12009 | 396 | 10934 | 1969 | 2010 |  |  | N | Residual Fuel Oil | [14 empty] | 2.75 | 0.12851 | 0.12851 | 0.12851 | 0.12851
Cutler | 610_B_PCU5 | 610 | B | PCU5 |  | O/G Steam |  | FRCC | Florida | 12 | Miami-Dade | 86 | 12086 | 68 | 13240 | 1954 | 2012 |  |  | N | Natural Gas | [14 empty] | 0.0006 | 0.24639 | 0.24639 | 0.24639 | 0.24639
Cutler | 610_B_PCU6 | 610 | B | PCU6 |  | O/G Steam |  | FRCC | Florida | 12 | Miami-Dade | 86 | 12086 | 137 | 10896 | 1955 | 2012 |  |  | N | Natural Gas | [14 empty] | 0.0006 | 0.24639 | 0.24639 | 0.24639 | 0.24639
Port Everglades | 617_B_PPE1 | 617 | B | PPE1 |  | O/G Steam |  | FRCC | Florida | 12 | Broward | 11 | 12011 | 213 | 12008 | 1960 | 2013 |  |  | N | Natural Gas, Residual Fuel Oil | [14 empty] | 1 | 0.19819 | 0.19819 | 0.19819 | 0.19819
Port Everglades | 617_B_PPE2 | 617 | B | PPE2 |  | O/G Steam |  | FRCC | Florida | 12 | Broward | 11 | 12011 | 213 | 11903 | 1961 | 2013 |  |  | N | Natural Gas, Residual Fuel Oil | [14 empty] | 1 | 0.17198 | 0.17198 | 0.17198 | 0.17198
Port Everglades | 617_B_PPE3 | 617 | B | PPE3 |  | O/G Steam |  | FRCC | Florida | 12 | Broward | 11 | 12011 | 387 | 11425 | 1964 | 2013 |  |  | N | Natural Gas, Residual Fuel Oil | [14 empty] | 1 | 0.25665 | 0.25665 | 0.25665 | 0.25665
Port Everglades | 617_B_PPE4 | 617 | B | PPE4 |  | O/G Steam |  | FRCC | Florida | 12 | Broward | 11 | 12011 | 392 | 11420 | 1965 | 2013 |  |  | N | Natural Gas, Residual Fuel Oil | [14 empty] | 1 | 0.232 | 0.232 | 0.232 | 0.232
Riviera | 619_B_PRV3 | 619 | B | PRV3 |  | O/G Steam |  | FRCC | Florida | 12 | Palm Beach | 99 | 12099 | 277 | 10896 | 1962 | 2011 |  |  | N | Residual Fuel Oil | [14 empty] | 2.75 | 0.30966 | 0.30966 | 0.30966 | 0.30966
Riviera | 619_B_PRV4 | 619 | B | PRV4 |  | O/G Steam |  | FRCC | Florida | 12 | Palm Beach | 99 | 12099 | 288 | 10896 | 1963 | 2011 |  |  | N | Residual Fuel Oil | [14 empty] | 2.75 | 0.34081 | 0.34081 | 0.34081 | 0.34081
5 in 1 Dam Hydroelectric | 10171_G_GEN1 | 10171 | G | GEN1 |  | Hydro |  | MIS_IA | Iowa | 19 | Linn | 113 | 19113 | 0.7 | 0 | 1986 | 2015 |  |  | N | Hydro | [15 empty] | 0 | 0 | 0 | 0
5 in 1 Dam Hydroelectric | 10171_G_GEN2 | 10171 | G | GEN2 |  | Hydro |  | MIS_IA | Iowa | 19 | Linn | 113 | 19113 | 0.7 | 0 | 1986 | 2015 |  |  | N | Hydro | [15 empty] | 0 | 0 | 0 | 0
5 in 1 Dam Hydroelectric | 10171_G_GEN3 | 10171 | G | GEN3 |  | Hydro |  | MIS_IA | Iowa | 19 | Linn | 113 | 19113 | 0.7 | 0 | 1986 | 2015 |  |  | N | Hydro | [15 empty] | 0 | 0 | 0 | 0
Oakland Dam Hydroelectric | 10433_G_1 | 10433 | G | 1 |  | Hydro |  | PJM_PENE | Pennsylvania | 42 | Susquehanna | 115 | 42115 | 0.5 | 0 | 1985 | 2015 |  |  | N | Hydro | [15 empty] | 0 | 0 | 0 | 0
Oakland Dam Hydroelectric | 10433_G_2 | 10433 | G | 2 |  | Hydro |  | PJM_PENE | Pennsylvania | 42 | Susquehanna | 115 | 42115 | 0.5 | 0 | 1985 | 2015 |  |  | N | Hydro | [15 empty] | 0 | 0 | 0 | 0
CES Placerita Power Plant | 10677_G_UNT2 | 10677 | G | UNT2 |  | Combined Cycle |  | WECC_SCE | California | 6 | Los Angeles | 37 | 06037 | 46 | 10502 | 1988 | 2015 |  |  | N | Natural Gas | [15 empty] | 0.008 | 0.008 | 0.008 | 0.008
CES Placerita Power Plant | 10677_G_UNT3 | 10677 | G | UNT3 |  | Combined Cycle |  | WECC_SCE | California | 6 | Los Angeles | 37 | 06037 | 23 | 10502 | 1988 | 2015 |  |  | N | Natural Gas | [15 empty] | 0.008 | 0.008 | 0.008 | 0.008
Tecumseh Energy Center | 1252_G_1 | 1252 | G | 1 |  | Combustion Turbine | Combustion Turbine | SPP_N | Kansas | 20 | Shawnee | 177 | 20177 | 18 | 22574 | 1972 | 2012 |  |  | N | Natural Gas, Distillate Fuel Oil | [14 empty] | 3 | 0.47776 | 0.47776 | 0.47776 | 0.47776
Tecumseh Energy Center | 1252_G_2 | 1252 | G | 2 |  | Combustion Turbine | Combustion Turbine | SPP_N | Kansas | 20 | Shawnee | 177 | 20177 | 19 | 22812 | 1972 | 2012 |  |  | N | Natural Gas, Distillate Fuel Oil | [14 empty] | 3 | 0.47776 | 0.47776 | 0.47776 | 0.47776
Riverside | 1559_G_GT6 | 1559 | G | GT6 |  | Combustion Turbine | Combustion Turbine | PJM_SMAC | Maryland | 24 | Baltimore | 5 | 24005 | 115 | 18700 | 1970 | 2014 |  |  | N | Natural Gas, Distillate Fuel Oil | [14 empty] | 0.0006 | 0.216 | 0.216 | 0.216 | 0.216
High Street Station | 1670_G_3 | 1670 | G | 3 |  | Combustion Turbine | IC Engine | NENGREST | Massachusetts | 25 | ESSEX | 9 | 25009 | 0.7 | 12774 | 1941 | 2015 |  |  | N | Distillate Fuel Oil | [14 empty] | 0.78909 | 2.3355 | 2.3355 | 2.3355 | 2.3355
Gaylord | 1706_G_5 | 1706 | G | 5 |  | Combustion Turbine | Combustion Turbine | MIS_LMI | Michigan | 26 | Otsego | 137 | 26137 | 14 | 17662 | 1968 | 2010 |  |  | N | Natural Gas | [14 empty] | 1.67 | 0.59244 | 0.59244 | 0.59244 | 0.59244
Albany | 2113_G_3 | 2113 | G | 3 |  | Combustion Turbine | IC Engine | MIS_MO | Missouri | 29 | GENTRY | 75 | 29075 | 0.6 | 12774 | 1954 | 2015 |  |  | N | Distillate Fuel Oil | [14 empty] | 2.3 | 2.3355 | 2.3355 | 2.3355 | 2.3355
Coal Canyon | 226_G_1 | 226 | G | 1 |  | Hydro |  | WEC_CALN | California | 6 | Butte | 7 | 06007 | 0.9 | 0 | 1907 | 2013 |  |  | N | Hydro | [15 empty] | 0 | 0 | 0 | 0
B L England | 2378_G_IC1 | 2378 | G | IC1 |  | Combustion Turbine | IC Engine | PJM_EMAC | New Jersey | 34 | Cape May | 9 | 34009 | 2 | 11651 | 1961 | 2016 |  |  | N | Distillate Fuel Oil | [14 empty] | 0.32 | 0.2574 | 0.2574 | 0.2574 | 0.2574
B L England | 2378_G_IC2 | 2378 | G | IC2 |  | Combustion Turbine | IC Engine | PJM_EMAC | New Jersey | 34 | Cape May | 9 | 34009 | 2 | 11671 | 1961 | 2016 |  |  | N | Distillate Fuel Oil | [14 empty] | 0.32 | 0.257 | 0.257 | 0.257 | 0.257
B L England | 2378_G_IC3 | 2378 | G | IC3 |  | Combustion Turbine | IC Engine | PJM_EMAC | New Jersey | 34 | Cape May | 9 | 34009 | 2 | 11671 | 1961 | 2016 |  |  | N | Distillate Fuel Oil | [14 empty] | 0.32 | 0.257 | 0.257 | 0.257 | 0.257
B L England | 2378_G_IC4 | 2378 | G | IC4 |  | Combustion Turbine | IC Engine | PJM_EMAC | New Jersey | 34 | Cape May | 9 | 34009 | 2 | 11671 | 1961 | 2016 |  |  | N | Distillate Fuel Oil | [14 empty] | 0.32 | 0.257 | 0.257 | 0.257 | 0.257
Cedar Station | 2380_G_CED1 | 2380 | G | CED1 |  | Combustion Turbine | Combustion Turbine | PJM_EMAC | New Jersey | 34 | Ocean | 29 | 34029 | 44 | 16004 | 1972 | 2015 |  |  | N | Distillate Fuel Oil | [14 empty] | 2.1 | 0.1874 | 0.1874 | 0.1874 | 0.1874
Cedar Station | 2380_G_CED2 | 2380 | G | CED2 |  | Combustion Turbine | Combustion Turbine | PJM_EMAC | New Jersey | 34 | Ocean | 29 | 34029 | 22.3 | 15967 | 1972 | 2015 |  |  | N | Distillate Fuel Oil | [14 empty] | 2.1 | 0.1878 | 0.1878 | 0.1878 | 0.1878
Middle Station | 2382_G_MID1 | 2382 | G | MID1 |  | Combustion Turbine | Combustion Turbine | PJM_EMAC | New Jersey | 34 | Cape May | 9 | 34009 | 19.1 | 15495 | 1970 | 2015 |  |  | N | Distillate Fuel Oil | [14 empty] | 2.1 | 0.1936 | 0.1936 | 0.1936 | 0.1936
Middle Station | 2382_G_MID2 | 2382 | G | MID2 |  | Combustion Turbine | Combustion Turbine | PJM_EMAC | New Jersey | 34 | Cape May | 9 | 34009 | 19.5 | 15486 | 1970 | 2015 |  |  | N | Distillate Fuel Oil | [14 empty] | 2.1 | 0.1937 | 0.1937 | 0.1937 | 0.1937
Middle Station | 2382_G_MID3 | 2382 | G | MID3 |  | Combustion Turbine | Combustion Turbine | PJM_EMAC | New Jersey | 34 | Cape May | 9 | 34009 | 36 | 15489 | 1971 | 2015 |  |  | N | Distillate Fuel Oil | [14 empty] | 2.1 | 0.1936 | 0.1936 | 0.1936 | 0.1936
Missouri Avenue | 2383_G_MISB | 2383 | G | MISB |  | Combustion Turbine | Combustion Turbine | PJM_EMAC | New Jersey | 34 | Atlantic | 1 | 34001 | 20.5 | 18736 | 1969 | 2015 |  |  | N | Distillate Fuel Oil | [14 empty] | 2.1 | 0.1601 | 0.1601 | 0.1601 | 0.1601
Missouri Avenue | 2383_G_MISC | 2383 | G | MISC |  | Combustion Turbine | Combustion Turbine | PJM_EMAC | New Jersey | 34 | Atlantic | 1 | 34001 | 20.5 | 18738 | 1969 | 2015 |  |  | N | Distillate Fuel Oil | [14 empty] | 2.1 | 0.1601 | 0.1601 | 0.1601 | 0.1601
Missouri Avenue | 2383_G_MISD | 2383 | G | MISD |  | Combustion Turbine | Combustion Turbine | PJM_EMAC | New Jersey | 34 | Atlantic | 1 | 34001 | 20.6 | 18734 | 1969 | 2015 |  |  | N | Distillate Fuel Oil | [14 empty] | 2.1 | 0.1601 | 0.1601 | 0.1601 | 0.1601
Werner | 2385_G_GT1 | 2385 | G | GT1 |  | Combustion Turbine | Combustion Turbine | PJM_EMAC | New Jersey | 34 | Middlesex | 23 | 34023 | 53 | 25000 | 1972 | 2015 |  |  | N | Distillate Fuel Oil | [14 empty] | 0.20399 | 0.12 | 0.12 | 0.12 | 0.12
Werner | 2385_G_GT2 | 2385 | G | GT2 |  | Combustion Turbine | Combustion Turbine | PJM_EMAC | New Jersey | 34 | Middlesex | 23 | 34023 | 53 | 25000 | 1972 | 2015 |  |  | N | Distillate Fuel Oil | [14 empty] | 0.20194 | 0.12 | 0.12 | 0.12 | 0.12
Werner | 2385_G_GT3 | 2385 | G | GT3 |  | Combustion Turbine | Combustion Turbine | PJM_EMAC | New Jersey | 34 | Middlesex | 23 | 34023 | 53 | 25000 | 1972 | 2015 |  |  | N | Distillate Fuel Oil | [14 empty] | 0.19404 | 0.12 | 0.12 | 0.12 | 0.12
Werner | 2385_G_GT4 | 2385 | G | GT4 |  | Combustion Turbine | Combustion Turbine | PJM_EMAC | New Jersey | 34 | Middlesex | 23 | 34023 | 53 | 25000 | 1972 | 2015 |  |  | N | Distillate Fuel Oil | [14 empty] | 0.18981 | 0.12 | 0.12 | 0.12 | 0.12
Gilbert | 2393_G_C1 | 2393 | G | C1 |  | Combustion Turbine | Combustion Turbine | PJM_EMAC | New Jersey | 34 | Hunterdon | 19 | 34019 | 23 | 19594 | 1970 | 2015 |  |  | N | Natural Gas, Distillate Fuel Oil | [14 empty] | 0.26 | 0.10906 | 0.10906 | 0.10906 | 0.10906
Gilbert | 2393_G_C2 | 2393 | G | C2 |  | Combustion Turbine | Combustion Turbine | PJM_EMAC | New Jersey | 34 | Hunterdon | 19 | 34019 | 25 | 19595 | 1970 | 2015 |  |  | N | Natural Gas, Distillate Fuel Oil | [14 empty] | 0.26 | 0.10906 | 0.10906 | 0.10906 | 0.10906
Gilbert | 2393_G_C3 | 2393 | G | C3 |  | Combustion Turbine | Combustion Turbine | PJM_EMAC | New Jersey | 34 | Hunterdon | 19 | 34019 | 25 | 19595 | 1970 | 2015 |  |  | N | Natural Gas, Distillate Fuel Oil | [14 empty] | 0.26 | 0.10906 | 0.10906 | 0.10906 | 0.10906
Gilbert | 2393_G_C4 | 2393 | G | C4 |  | Combustion Turbine | Combustion Turbine | PJM_EMAC | New Jersey | 34 | Hunterdon | 19 | 34019 | 25 | 19595 | 1970 | 2015 |  |  | N | Natural Gas, Distillate Fuel Oil | [14 empty] | 0.26 | 0.10906 | 0.10906 | 0.10906 | 0.10906
PSEG Burlington Generating Station | 2399_G_111 | 2399 | G | 111 |  | Combustion Turbine | Combustion Turbine | PJM_EMAC | New Jersey | 34 | Burlington | 5 | 34005 | 46.3 | 10745 | 1972 | 2015 |  |  | N | Distillate Fuel Oil | [14 empty] | 0.32 | 0.2791 | 0.2791 | 0.2791 | 0.2791
PSEG Burlington Generating Station | 2399_G_112 | 2399 | G | 112 |  | Combustion Turbine | Combustion Turbine | PJM_EMAC | New Jersey | 34 | Burlington | 5 | 34005 | 46 | 10745 | 1972 | 2015 |  |  | N | Distillate Fuel Oil | [14 empty] | 0.32 | 0.2791 | 0.2791 | 0.2791 | 0.2791
PSEG Burlington Generating Station | 2399_G_113 | 2399 | G | 113 |  | Combustion Turbine | Combustion Turbine | PJM_EMAC | New Jersey | 34 | Burlington | 5 | 34005 | 46.2 | 10745 | 1972 | 2015 |  |  | N | Distillate Fuel Oil | [14 empty] | 0.32 | 0.2791 | 0.2791 | 0.2791 | 0.2791
PSEG Burlington Generating Station | 2399_G_114 | 2399 | G | 114 |  | Combustion Turbine | Combustion Turbine | PJM_EMAC | New Jersey | 34 | Burlington | 5 | 34005 | 46 | 10745 | 1972 | 2015 |  |  | N | Distillate Fuel Oil | [14 empty] | 0.32 | 0.2791 | 0.2791 | 0.2791 | 0.2791
PSEG Burlington Generating Station | 2399_G_91 | 2399 | G | 91 |  | Combustion Turbine | Combustion Turbine | PJM_EMAC | New Jersey | 34 | Burlington | 5 | 34005 | 48.8 | 10745 | 1972 | 2015 |  |  | N | Distillate Fuel Oil | [14 empty] | 0.32 | 0.2791 | 0.2791 | 0.2791 | 0.2791
PSEG Burlington Generating Station | 2399_G_92 | 2399 | G | 92 |  | Combustion Turbine | Combustion Turbine | PJM_EMAC | New Jersey | 34 | Burlington | 5 | 34005 | 47 | 10745 | 1972 | 2015 |  |  | N | Distillate Fuel Oil | [14 empty] | 0.32 | 0.2791 | 0.2791 | 0.2791 | 0.2791
PSEG Burlington Generating Station | 2399_G_93 | 2399 | G | 93 |  | Combustion Turbine | Combustion Turbine | PJM_EMAC | New Jersey | 34 | Burlington | 5 | 34005 | 48 | 10745 | 1972 | 2015 |  |  | N | Distillate Fuel Oil | [14 empty] | 0.32 | 0.2791 | 0.2791 | 0.2791 | 0.2791
PSEG Burlington Generating Station | 2399_G_94 | 2399 | G | 94 |  | Combustion Turbine | Combustion Turbine | PJM_EMAC | New Jersey | 34 | Burlington | 5 | 34005 | 47 | 10745 | 1972 | 2015 |  |  | N | Distillate Fuel Oil | [14 empty] | 0.32 | 0.2791 | 0.2791 | 0.2791 | 0.2791
PSEG Edison Generating Station | 2400_G_11 | 2400 | G | 11 |  | Combustion Turbine | Combustion Turbine | PJM_EMAC | New Jersey | 34 | Middlesex | 23 | 34023 | 44.1 | 15361 | 1971 | 2015 |  |  | N | Natural Gas, Distillate Fuel Oil | [14 empty] | 0.21 | 0.1432 | 0.1432 | 0.1432 | 0.1432
PSEG Edison Generating Station | 2400_G_12 | 2400 | G | 12 |  | Combustion Turbine | Combustion Turbine | PJM_EMAC | New Jersey | 34 | Middlesex | 23 | 34023 | 42.8 | 15361 | 1971 | 2015 |  |  | N | Natural Gas, Distillate Fuel Oil | [14 empty] | 0.21 | 0.1432 | 0.1432 | 0.1432 | 0.1432
PSEG Edison Generating Station | 2400_G_13 | 2400 | G | 13 |  | Combustion Turbine | Combustion Turbine | PJM_EMAC | New Jersey | 34 | Middlesex | 23 | 34023 | 43.6 | 15361 | 1971 | 2015 |  |  | N | Natural Gas, Distillate Fuel Oil | [14 empty] | 0.21 | 0.1432 | 0.1432 | 0.1432 | 0.1432
PSEG Edison Generating Station | 2400_G_14 | 2400 | G | 14 |  | Combustion Turbine | Combustion Turbine | PJM_EMAC | New Jersey | 34 | Middlesex | 23 | 34023 | 43.1 | 15361 | 1971 | 2015 |  |  | N | Natural Gas, Distillate Fuel Oil | [14 empty] | 0.21 | 0.1432 | 0.1432 | 0.1432 | 0.1432
PSEG Edison Generating Station | 2400_G_21 | 2400 | G | 21 |  | Combustion Turbine | Combustion Turbine | PJM_EMAC | New Jersey | 34 | Middlesex | 23 | 34023 | 43 | 15361 | 1971 | 2015 |  |  | N | Natural Gas, Distillate Fuel Oil | [14 empty] | 0.21 | 0.1432 | 0.1432 | 0.1432 | 0.1432
PSEG Edison Generating Station | 2400_G_22 | 2400 | G | 22 |  | Combustion Turbine | Combustion Turbine | PJM_EMAC | New Jersey | 34 | Middlesex | 23 | 34023 | 44 | 15361 | 1971 | 2015 |  |  | N | Natural Gas, Distillate Fuel Oil | [14 empty] | 0.21 | 0.1432 | 0.1432 | 0.1432 | 0.1432
PSEG Edison Generating Station | 2400_G_23 | 2400 | G | 23 |  | Combustion Turbine | Combustion Turbine | PJM_EMAC | New Jersey | 34 | Middlesex | 23 | 34023 | 42.8 | 15361 | 1971 | 2015 |  |  | N | Natural Gas, Distillate Fuel Oil | [14 empty] | 0.21 | 0.1432 | 0.1432 | 0.1432 | 0.1432
PSEG Edison Generating Station | 2400_G_24 | 2400 | G | 24 |  | Combustion Turbine | Combustion Turbine | PJM_EMAC | New Jersey | 34 | Middlesex | 23 | 34023 | 43.9 | 15361 | 1971 | 2015 |  |  | N | Natural Gas, Distillate Fuel Oil | [14 empty] | 0.21 | 0.1432 | 0.1432 | 0.1432 | 0.1432
PSEG Edison Generating Station | 2400_G_31 | 2400 | G | 31 |  | Combustion Turbine | Combustion Turbine | PJM_EMAC | New Jersey | 34 | Middlesex | 23 | 34023 | 42.6 | 15361 | 1971 | 2015 |  |  | N | Natural Gas, Distillate Fuel Oil | [14 empty] | 0.21 | 0.1432 | 0.1432 | 0.1432 | 0.1432
PSEG Edison Generating Station | 2400_G_32 | 2400 | G | 32 |  | Combustion Turbine | Combustion Turbine | PJM_EMAC | New Jersey | 34 | Middlesex | 23 | 34023 | 43.7 | 15361 | 1971 | 2015 |  |  | N | Natural Gas, Distillate Fuel Oil | [14 empty] | 0.21 | 0.1432 | 0.1432 | 0.1432 | 0.1432
PSEG Edison Generating Station | 2400_G_33 | 2400 | G | 33 |  | Combustion Turbine | Combustion Turbine | PJM_EMAC | New Jersey | 34 | Middlesex | 23 | 34023 | 43.1 | 15361 | 1971 | 2015 |  |  | N | Natural Gas, Distillate Fuel Oil | [14 empty] | 0.21 | 0.1432 | 0.1432 | 0.1432 | 0.1432
PSEG Edison Generating Station | 2400_G_34 | 2400 | G | 34 |  | Combustion Turbine | Combustion Turbine | PJM_EMAC | New Jersey | 34 | Middlesex | 23 | 34023 | 43.1 | 15361 | 1971 | 2015 |  |  | N | Natural Gas, Distillate Fuel Oil | [14 empty] | 0.21 | 0.1432 | 0.1432 | 0.1432 | 0.1432
PSEG Essex Generating Station | 2401_G_101 | 2401 | G | 101 |  | Combustion Turbine | Combustion Turbine | PJM_EMAC | New Jersey | 34 | Essex | 13 | 34013 | 44 | 14898 | 1971 | 2015 |  |  | N | Natural Gas, Distillate Fuel Oil | [14 empty] | 0.21 | 0.1476 | 0.1476 | 0.1476 | 0.1476
PSEG Essex Generating Station | 2401_G_102 | 2401 | G | 102 |  | Combustion Turbine | Combustion Turbine | PJM_EMAC | New Jersey | 34 | Essex | 13 | 34013 | 43.6 | 14898 | 1971 | 2015 |  |  | N | Natural Gas, Distillate Fuel Oil | [14 empty] | 0.21 | 0.1476 | 0.1476 | 0.1476 | 0.1476
PSEG Essex Generating Station | 2401_G_103 | 2401 | G | 103 |  | Combustion Turbine | Combustion Turbine | PJM_EMAC | New Jersey | 34 | Essex | 13 | 34013 | 43.6 | 14898 | 1971 | 2015 |  |  | N | Natural Gas, Distillate Fuel Oil | [14 empty] | 0.21 | 0.1476 | 0.1476 | 0.1476 | 0.1476
PSEG Essex Generating Station | 2401_G_104 | 2401 | G | 104 |  | Combustion Turbine | Combustion Turbine | PJM_EMAC | New Jersey | 34 | Essex | 13 | 34013 | 44.6 | 14898 | 1971 | 2015 |  |  | N | Natural Gas, Distillate Fuel Oil | [14 empty] | 0.21 | 0.1476 | 0.1476 | 0.1476 | 0.1476
PSEG Essex Generating Station | 2401_G_111 | 2401 | G | 111 |  | Combustion Turbine | Combustion Turbine | PJM_EMAC | New Jersey | 34 | Essex | 13 | 34013 | 46.1 | 14898 | 1971 | 2015 |  |  | N | Natural Gas, Distillate Fuel Oil | [14 empty] | 0.21 | 0.1476 | 0.1476 | 0.1476 | 0.1476
PSEG Essex Generating Station | 2401_G_112 | 2401 | G | 112 |  | Combustion Turbine | Combustion Turbine | PJM_EMAC | New Jersey | 34 | Essex | 13 | 34013 | 47.6 | 14898 | 1971 | 2015 |  |  | N | Natural Gas, Distillate Fuel Oil | [14 empty] | 0.21 | 0.1476 | 0.1476 | 0.1476 | 0.1476
PSEG Essex Generating Station | 2401_G_113 | 2401 | G | 113 |  | Combustion Turbine | Combustion Turbine | PJM_EMAC | New Jersey | 34 | Essex | 13 | 34013 | 46.1 | 14898 | 1971 | 2015 |  |  | N | Natural Gas, Distillate Fuel Oil | [14 empty] | 0.21 | 0.1476 | 0.1476 | 0.1476 | 0.1476
PSEG Essex Generating Station | 2401_G_114 | 2401 | G | 114 |  | Combustion Turbine | Combustion Turbine | PJM_EMAC | New Jersey | 34 | Essex | 13 | 34013 | 46.1 | 14898 | 1971 | 2015 |  |  | N | Natural Gas, Distillate Fuel Oil | [14 empty] | 0.21 | 0.1476 | 0.1476 | 0.1476 | 0.1476
PSEG Essex Generating Station | 2401_G_121 | 2401 | G | 121 |  | Combustion Turbine | Combustion Turbine | PJM_EMAC | New Jersey | 34 | Essex | 13 | 34013 | 46.6 | 14898 | 1971 | 2015 |  |  | N | Natural Gas, Distillate Fuel Oil | [14 empty] | 0.21 | 0.1476 | 0.1476 | 0.1476 | 0.1476
PSEG Essex Generating Station | 2401_G_122 | 2401 | G | 122 |  | Combustion Turbine | Combustion Turbine | PJM_EMAC | New Jersey | 34 | Essex | 13 | 34013 | 46.8 | 14898 | 1971 | 2015 |  |  | N | Natural Gas, Distillate Fuel Oil | [14 empty] | 0.21 | 0.1476 | 0.1476 | 0.1476 | 0.1476
PSEG Essex Generating Station | 2401_G_123 | 2401 | G | 123 |  | Combustion Turbine | Combustion Turbine | PJM_EMAC | New Jersey | 34 | Essex | 13 | 34013 | 47.6 | 14898 | 1971 | 2015 |  |  | N | Natural Gas, Distillate Fuel Oil | [14 empty] | 0.21 | 0.1476 | 0.1476 | 0.1476 | 0.1476
PSEG Essex Generating Station | 2401_G_124 | 2401 | G | 124 |  | Combustion Turbine | Combustion Turbine | PJM_EMAC | New Jersey | 34 | Essex | 13 | 34013 | 46.6 | 14898 | 1971 | 2015 |  |  | N | Natural Gas, Distillate Fuel Oil | [14 empty] | 0.21 | 0.069253 | 0.069253 | 0.069253 | 0.069253
Danskammer Generating Station | 2480_G_5 | 2480 | G | 5 |  | Combustion Turbine | IC Engine | NY_Z_G-I | New York | 36 | Orange | 71 | 36071 | 2.5 | 10745 | 1967 | 2013 |  |  | N | Distillate Fuel Oil | [15 empty] | 1.9945 | 1.9945 | 1.9945 | 1.9945
Danskammer Generating Station | 2480_G_6 | 2480 | G | 6 |  | Combustion Turbine | IC Engine | NY_Z_G-I | New York | 36 | Orange | 71 | 36071 | 2.5 | 10745 | 1967 | 2013 |  |  | N | Distillate Fuel Oil | [15 empty] | 1.9945 | 1.9945 | 1.9945 | 1.9945
Ravenswood | 2500_G_GT8 | 2500 | G | GT8 |  | Combustion Turbine | Combustion Turbine | NY_Z_J | New York | 36 | Queens | 81 | 36081 | 20 | 17662 | 1969 | 2015 |  |  | N | Natural Gas, Distillate Fuel Oil | [14 empty] | 0.31589 | 0.4307 | 0.4307 | 0.4307 | 0.4307
E F Barrett | 2511_G_7 | 2511 | G | 7 |  | Combustion Turbine | Combustion Turbine | NY_Z_K | New York | 36 | Nassau | 59 | 36059 | 16.6 | 17613 | 1970 | 2011 |  |  | N | Natural Gas, Distillate Fuel Oil | [14 empty] | 1.053 | 0.35406 | 0.35406 | 0.35406 | 0.35406
Rochester 5 | 2641_G_2 | 2641 | G | 2 |  | Hydro |  | NY_Z_A&B | New York | 36 | Monroe | 55 | 36055 | 12.9 | 0 | 1918 | 2015 |  |  | N | Hydro | [15 empty] | 0 | 0 | 0 | 0
Rochester 5 | 2641_G_HY1 | 2641 | G | HY1 |  | Hydro |  | NY_Z_A&B | New York | 36 | Monroe | 55 | 36055 | 12.9 | 0 | 1918 | 2015 |  |  | N | Hydro | [15 empty] | 0 | 0 | 0 | 0
Rochester 5 | 2641_G_HY3 | 2641 | G | HY3 |  | Hydro |  | NY_Z_A&B | New York | 36 | Monroe | 55 | 36055 | 18 | 0 | 1927 | 2015 |  |  | N | Hydro | [15 empty] | 0 | 0 | 0 | 0
Wiscoy 170 | 2646_G_1 | 2646 | G | 1 |  | Hydro |  | NY_Z_A&B | New York | 36 | Allegany | 3 | 36003 | 0.6 | 0 | 1922 | 2015 |  |  | N | Hydro | [15 empty] | 0 | 0 | 0 | 0
Wiscoy 170 | 2646_G_2 | 2646 | G | 2 |  | Hydro |  | NY_Z_A&B | New York | 36 | Allegany | 3 | 36003 | 0.4 | 0 | 1922 | 2015 |  |  | N | Hydro | [15 empty] | 0 | 0 | 0 | 0
Greenport | 2681_G_2 | 2681 | G | 2 |  | Combustion Turbine | IC Engine | NY_Z_K | New York | 36 | Suffolk | 103 | 36103 | 1.5 | 12774 | 1997 | 2015 |  |  | N | Natural Gas, Distillate Fuel Oil | [14 empty] | 1.053 | 1.9945 | 1.9945 | 1.9945 | 1.9945
Greenport | 2681_G_7 | 2681 | G | 7 |  | Combustion Turbine | IC Engine | NY_Z_K | New York | 36 | Suffolk | 103 | 36103 | 1.6 | 12774 | 1997 | 2015 |  |  | N | Natural Gas, Distillate Fuel Oil | [14 empty] | 1.053 | 1.9945 | 1.9945 | 1.9945 | 1.9945
Cape Fear | 2708_G_1B | 2708 | G | 1B |  | Combined Cycle |  | S_VACA | North Carolina | 37 | Chatham | 37 | 37037 | 11 | 15000 | 1969 | 2012 |  |  | N | Distillate Fuel Oil | [14 empty] | 2.3 | 1.1998 | 1.1998 | 1.1998 | 1.1998
Lee | 2709_G_GT1 | 2709 | G | GT1 |  | Combustion Turbine | Combustion Turbine | S_VACA | North Carolina | 37 | Wayne | 191 | 37191 | 12 | 25000 | 1968 | 2012 |  |  | N | Distillate Fuel Oil | [14 empty] | 2.3 | 1.2002 | 1.2002 | 1.2002 | 1.2002
Lee | 2709_G_GT2 | 2709 | G | GT2 |  | Combustion Turbine | Combustion Turbine | S_VACA | North Carolina | 37 | Wayne | 191 | 37191 | 21 | 25000 | 1971 | 2012 |  |  | N | Distillate Fuel Oil | [14 empty] | 2.3 | 1.2001 | 1.2001 | 1.2001 | 1.2001
Lee | 2709_G_GT3 | 2709 | G | GT3 |  | Combustion Turbine | Combustion Turbine | S_VACA | North Carolina | 37 | Wayne | 191 | 37191 | 21 | 25000 | 1971 | 2012 |  |  | N | Distillate Fuel Oil | [14 empty] | 2.3 | 1.2 | 1.2 | 1.2 | 1.2
Lee | 2709_G_GT4 | 2709 | G | GT4 |  | Combustion Turbine | Combustion Turbine | S_VACA | North Carolina | 37 | Wayne | 191 | 37191 | 21 | 25000 | 1971 | 2012 |  |  | N | Distillate Fuel Oil | [14 empty] | 2.3 | 1.2015 | 1.2015 | 1.2015 | 1.2015
Kitty Hawk | 2757_G_GT1 | 2757 | G | GT1 |  | Combustion Turbine | Combustion Turbine | PJM_Dom | North Carolina | 37 | Dare | 55 | 37055 | 16 | 25000 | 1971 | 2011 |  |  | N | Distillate Fuel Oil | [14 empty] | 2.3 | 1.2002 | 1.2002 | 1.2002 | 1.2002
Kitty Hawk | 2757_G_GT2 | 2757 | G | GT2 |  | Combustion Turbine | Combustion Turbine | PJM_Dom | North Carolina | 37 | Dare | 55 | 37055 | 15 | 25000 | 1971 | 2011 |  |  | N | Distillate Fuel Oil | [14 empty] | 2.3 | 1.2002 | 1.2002 | 1.2002 | 1.2002
Williston | 2791_G_2 | 2791 | G | 2 |  | Combustion Turbine | Combustion Turbine | MIS_MAPP | North Dakota | 38 | Williams | 105 | 38105 | 4.7 | 19311 | 1953 | 2012 |  |  | N | Natural Gas | [14 empty] | 3 | 0.47776 | 0.47776 | 0.47776 | 0.47776
Geysers Unit 5-20 | 286_G_U10 | 286 | G | U10 |  | Geothermal |  | WEC_CALN | California | 6 | Sonoma | 97 | 06097 | 30 | 9760 | 1973 | 2015 |  |  | N | Geothermal | [15 empty] | 0 | 0 | 0 | 0 | 0.3713 | 0.3713 | 0.3713
Geysers Unit 5-20 | 286_G_U9 | 286 | G | U9 |  | Geothermal |  | WEC_CALN | California | 6 | Sonoma | 97 | 06097 | 30 | 9760 | 1973 | 2015 |  |  | N | Geothermal | [15 empty] | 0 | 0 | 0 | 0 | 0.3713 | 0.3713 | 0.3713
Webbers Falls | 2987_G_3 | 2987 | G | 3 |  | Hydro |  | SPP_WEST | Oklahoma | 40 | Muskogee | 101 | 40101 | 23 | 0 | 1973 | 2015 |  |  | N | Hydro | [15 empty] | 0 | 0 | 0 | 0
Powerdale | 3031_G_1 | 3031 | G | 1 |  | Hydro |  | WECC_PNW | Oregon | 41 | Hood River | 27 | 41027 | 6 | 0 | 1923 | 2007 |  |  | N | Hydro | [15 empty] | 0 | 0 | 0 | 0
Brunot Island | 3096_G_1B | 3096 | G | 1B |  | Combustion Turbine | Combustion Turbine | PJM_West | Pennsylvania | 42 | Allegheny | 3 | 42003 | 15 | 19053 | 1972 | 2011 |  |  | N | Distillate Fuel Oil | [14 empty] | 0.5 | 0.60555 | 0.60555 | 0.60555 | 0.60555
Brunot Island | 3096_G_1C | 3096 | G | 1C |  | Combustion Turbine | Combustion Turbine | PJM_West | Pennsylvania | 42 | Allegheny | 3 | 42003 | 15 | 19053 | 1972 | 2011 |  |  | N | Distillate Fuel Oil | [14 empty] | 0.5 | 0.60555 | 0.60555 | 0.60555 | 0.60555
Schuylkill Generating Station | 3169_G_IC1 | 3169 | G | IC1 |  | Combustion Turbine | IC Engine | PJM_EMAC | Pennsylvania | 42 | Philadelphia | 101 | 42101 | 2.7 | 12774 | 1967 | 2013 |  |  | N | Distillate Fuel Oil | [14 empty] | 0.6 | 2.3355 | 2.3355 | 2.3355 | 2.3355
Eagle Mountain | 3489_G_1 | 3489 | G | 1 | 2405 | O/G Steam |  | ERC_REST | Texas | 48 | Tarrant | 439 | 48439 | 115 | 10896 | 1954 | 2012 |  |  | N | Natural Gas, Residual Fuel Oil |  |  |  |  | BOOS | [9 empty] | 1.16 | 0.20162 | 0.20162 | 0.20162 | 0.20162
Eagle Mountain | 3489_G_2 | 3489 | G | 2 | 2406 | O/G Steam |  | ERC_REST | Texas | 48 | Tarrant | 439 | 48439 | 175 | 10896 | 1956 | 2012 |  |  | N | Natural Gas, Residual Fuel Oil |  |  |  |  | BOOS + LNB | [9 empty] | 1.16 | 0.20162 | 0.20162 | 0.20162 | 0.20162
Eagle Mountain | 3489_G_3 | 3489 | G | 3 | 2407 | O/G Steam |  | ERC_REST | Texas | 48 | Tarrant | 439 | 48439 | 375 | 10896 | 1971 | 2012 |  |  | N | Natural Gas |  |  |  |  | LNB | [9 empty] | 1.16 | 0.20162 | 0.20162 | 0.20162 | 0.20162
Morgan Creek | 3492_G_5 | 3492 | G | 5 |  | O/G Steam |  | ERC_WEST | Texas | 48 | Mitchell | 335 | 48335 | 175 | 10896 | 1959 | 2005 |  |  | N | Natural Gas, Residual Fuel Oil |  |  |  |  | CM | [9 empty] | 1.16 | 0.20162 | 0.20162 | 0.20162 | 0.20162
Morgan Creek | 3492_G_6 | 3492 | G | 6 |  | O/G Steam |  | ERC_WEST | Texas | 48 | Mitchell | 335 | 48335 | 511 | 10896 | 1966 | 2005 |  |  | N | Natural Gas, Residual Fuel Oil |  |  |  |  | BOOS + FR | [9 empty] | 1.16 | 0.14399 | 0.14399 | 0.14399 | 0.14399
Morris Sheppard | 3557_G_1 | 3557 | G | 1 |  | Hydro |  | ERC_REST | Texas | 48 | Palo Pinto | 363 | 48363 | 12 | 0 | 1942 | 2013 |  |  | N | Hydro | [15 empty] | 0 | 0 | 0 | 0
Morris Sheppard | 3557_G_2 | 3557 | G | 2 |  | Hydro |  | ERC_REST | Texas | 48 | Palo Pinto | 363 | 48363 | 12 | 0 | 1942 | 2013 |  |  | N | Hydro | [15 empty] | 0 | 0 | 0 | 0
Bountiful City | 3665_G_2 | 3665 | G | 2 |  | Combustion Turbine | IC Engine | WECC_UT | Utah | 49 | Davis | 11 | 49011 | 1.2 | 12774 | 1959 | 2011 |  |  | N | Natural Gas, Distillate Fuel Oil | [14 empty] | 0.85 | 2.0543 | 2.0543 | 2.0543 | 2.0543
Bountiful City | 3665_G_6 | 3665 | G | 6 |  | Combustion Turbine | IC Engine | WECC_UT | Utah | 49 | Davis | 11 | 49011 | 2.5 | 12774 | 1962 | 2011 |  |  | N | Natural Gas, Distillate Fuel Oil | [14 empty] | 0.85 | 2.0543 | 2.0543 | 2.0543 | 2.0543
Prairie River | 378_G_1 | 378 | G | 1 |  | Hydro |  | MIS_MNWI | Minnesota | 27 | Itasca | 61 | 27061 | 0.3 | 0 | 1920 | 2015 |  |  | N | Hydro | [15 empty] | 0 | 0 | 0 | 0
Prairie River | 378_G_2 | 378 | G | 2 |  | Hydro |  | MIS_MNWI | Minnesota | 27 | Itasca | 61 | 27061 | 0.3 | 0 | 1920 | 2015 |  |  | N | Hydro | [15 empty] | 0 | 0 | 0 | 0
Chesapeake | 3803_G_10 | 3803 | G | 10 |  | Combustion Turbine | Combustion Turbine | PJM_Dom | Virginia | 51 | Chesapeake | 550 | 51550 | 16 | 20917 | 1970 | 2011 |  |  | N | Distillate Fuel Oil | [14 empty] | 2.64 | 0.76538 | 0.76538 | 0.76538 | 0.76538
Nine Mile | 3869_G_1 | 3869 | G | 1 |  | Hydro |  | WECC_PNW | Washington | 53 | Spokane | 63 | 53063 | 8.9 | 0 | 1910 | 2015 |  |  | N | Hydro | [15 empty] | 0 | 0 | 0 | 0
Wanapum | 3888_G_2 | 3888 | G | 2 |  | Hydro |  | WECC_PNW | Washington | 53 | Grant | 25 | 53025 | 97 | 0 | 1963 | 2012 |  |  | N | Hydro | [15 empty] | 0 | 0 | 0 | 0
Biron | 3971_G_6 | 3971 | G | 6 |  | Hydro |  | MIS_WUMS | Wisconsin | 55 | Wood | 141 | 55141 | 0.4 | 0 | 1896 | 2015 |  |  | N | Hydro | [15 empty] | 0 | 0 | 0 | 0
Wisconsin Rapids | 3974_G_6 | 3974 | G | 6 |  | Hydro |  | MIS_WUMS | Wisconsin | 55 | Wood | 141 | 55141 | 0.3 | 0 | 1903 | 2015 |  |  | N | Hydro | [15 empty] | 0 | 0 | 0 | 0
Wisconsin Rapids | 3974_G_8 | 3974 | G | 8 |  | Hydro |  | MIS_WUMS | Wisconsin | 55 | Wood | 141 | 55141 | 0.3 | 0 | 1903 | 2015 |  |  | N | Hydro | [15 empty] | 0 | 0 | 0 | 0
Union Carbide Seadrift Cogen | 50150_G_IGT | 50150 | G | IGT |  | Combined Cycle |  | ERC_REST | Texas | 48 | Calhoun | 57 | 48057 | 12 | 9714 | 1969 | 2015 |  |  | N | Natural Gas | [15 empty] | 0.25593 | 0.25593 | 0.25593 | 0.25593
Porterdale Hydro | 50242_G_TB-1 | 50242 | G | TB-1 |  | Hydro |  | S_SOU | Georgia | 13 | Newton | 217 | 13217 | 0.7 | 0 | 1982 | 2015 |  |  | N | Hydro | [15 empty] | 0 | 0 | 0 | 0
Porterdale Hydro | 50242_G_TB-2 | 50242 | G | TB-2 |  | Hydro |  | S_SOU | Georgia | 13 | Newton | 217 | 13217 | 0.7 | 0 | 1982 | 2015 |  |  | N | Hydro | [15 empty] | 0 | 0 | 0 | 0
TXU Sweetwater Generating Plant | 50615_G_GT01 | 50615 | G | GT01 |  | Combined Cycle |  | ERC_WEST | Texas | 48 | Nolan | 353 | 48353 | 41 | 10320 | 1989 | 2009 |  |  | Y | Natural Gas | [15 empty] | 0.14055 | 0.14055 | 0.14055 | 0.14055
TXU Sweetwater Generating Plant | 50615_G_GT02 | 50615 | G | GT02 |  | Combined Cycle |  | ERC_WEST | Texas | 48 | Nolan | 353 | 48353 | 86 | 10320 | 1989 | 2009 |  |  | N | Natural Gas | [15 empty] | 0.14055 | 0.14055 | 0.14055 | 0.14055
TXU Sweetwater Generating Plant | 50615_G_GT03 | 50615 | G | GT03 |  | Combined Cycle |  | ERC_WEST | Texas | 48 | Nolan | 353 | 48353 | 86 | 10320 | 1989 | 2009 |  |  | N | Natural Gas | [15 empty] | 0.14055 | 0.14055 | 0.14055 | 0.14055
Lilliwaup Falls Generating | 50700_G_4735 | 50700 | G | 4735 |  | Hydro |  | WECC_PNW | Washington | 53 | Mason | 45 | 53045 | 0.2 | 0 | 1986 | 2015 |  |  | N | Hydro | [15 empty] | 0 | 0 | 0 | 0
Lilliwaup Falls Generating | 50700_G_4736 | 50700 | G | 4736 |  | Hydro |  | WECC_PNW | Washington | 53 | Mason | 45 | 53045 | 0.2 | 0 | 1986 | 2015 |  |  | N | Hydro | [15 empty] | 0 | 0 | 0 | 0
Lilliwaup Falls Generating | 50700_G_4737 | 50700 | G | 4737 |  | Hydro |  | WECC_PNW | Washington | 53 | Mason | 45 | 53045 | 0.2 | 0 | 1986 | 2015 |  |  | N | Hydro | [15 empty] | 0 | 0 | 0 | 0
Lilliwaup Falls Generating | 50700_G_4738 | 50700 | G | 4738 |  | Hydro |  | WECC_PNW | Washington | 53 | Mason | 45 | 53045 | 0.2 | 0 | 1986 | 2015 |  |  | N | Hydro | [15 empty] | 0 | 0 | 0 | 0
Lilliwaup Falls Generating | 50700_G_4739 | 50700 | G | 4739 |  | Hydro |  | WECC_PNW | Washington | 53 | Mason | 45 | 53045 | 0.2 | 0 | 1986 | 2015 |  |  | N | Hydro | [15 empty] | 0 | 0 | 0 | 0
Lilliwaup Falls Generating | 50700_G_4740 | 50700 | G | 4740 |  | Hydro |  | WECC_PNW | Washington | 53 | Mason | 45 | 53045 | 0.2 | 0 | 1986 | 2015 |  |  | N | Hydro | [15 empty] | 0 | 0 | 0 | 0
Lilliwaup Falls Generating | 50700_G_4741 | 50700 | G | 4741 |  | Hydro |  | WECC_PNW | Washington | 53 | Mason | 45 | 53045 | 0.2 | 0 | 1986 | 2015 |  |  | N | Hydro | [15 empty] | 0 | 0 | 0 | 0
Steamboat 1 | 50763_G_OE11 | 50763 | G | OE11 |  | Geothermal |  | WECC_NNV | Nevada | 32 | Washoe | 31 | 32031 | 0.9 | 9760 | 1986 | 2015 |  |  | N | Geothermal | [15 empty] | 0 | 0 | 0 | 0 | 0.4563 | 0.4563 | 0.4563
Steamboat 1 | 50763_G_OE12 | 50763 | G | OE12 |  | Geothermal |  | WECC_NNV | Nevada | 32 | Washoe | 31 | 32031 | 0.9 | 9760 | 1986 | 2015 |  |  | N | Geothermal | [15 empty] | 0 | 0 | 0 | 0 | 0.4563 | 0.4563 | 0.4563
Steamboat 1 | 50763_G_OE13 | 50763 | G | OE13 |  | Geothermal |  | WECC_NNV | Nevada | 32 | Washoe | 31 | 32031 | 0.9 | 9760 | 1986 | 2015 |  |  | N | Geothermal | [15 empty] | 0 | 0 | 0 | 0 | 0.4563 | 0.4563 | 0.4563
Steamboat 1 | 50763_G_OE14 | 50763 | G | OE14 |  | Geothermal |  | WECC_NNV | Nevada | 32 | Washoe | 31 | 32031 | 0.9 | 9760 | 1986 | 2015 |  |  | N | Geothermal | [15 empty] | 0 | 0 | 0 | 0 | 0.4563 | 0.4563 | 0.4563
Steamboat 1 | 50763_G_OE21 | 50763 | G | OE21 |  | Geothermal |  | WECC_NNV | Nevada | 32 | Washoe | 31 | 32031 | 0.9 | 9760 | 1986 | 2015 |  |  | N | Geothermal | [15 empty] | 0 | 0 | 0 | 0 | 0.4563 | 0.4563 | 0.4563
Steamboat 1 | 50763_G_OE22 | 50763 | G | OE22 |  | Geothermal |  | WECC_NNV | Nevada | 32 | Washoe | 31 | 32031 | 0.9 | 9760 | 1986 | 2015 |  |  | N | Geothermal | [15 empty] | 0 | 0 | 0 | 0 | 0.4563 | 0.4563 | 0.4563
Steamboat 1 | 50763_G_OE23 | 50763 | G | OE23 |  | Geothermal |  | WECC_NNV | Nevada | 32 | Washoe | 31 | 32031 | 0.9 | 9760 | 1986 | 2015 |  |  | N | Geothermal | [15 empty] | 0 | 0 | 0 | 0 | 0.4563 | 0.4563 | 0.4563
Ivy River Hydro | 50890_G_GEN1 | 50890 | G | GEN1 |  | Hydro |  | S_VACA | North Carolina | 37 | Madison | 115 | 37115 | 0.2 | 0 | 1985 | 2015 |  |  | N | Hydro | [15 empty] | 0 | 0 | 0 | 0
Ivy River Hydro | 50890_G_GEN2 | 50890 | G | GEN2 |  | Hydro |  | S_VACA | North Carolina | 37 | Madison | 115 | 37115 | 0.2 | 0 | 1985 | 2015 |  |  | N | Hydro | [15 empty] | 0 | 0 | 0 | 0
Ivy River Hydro | 50890_G_GEN3 | 50890 | G | GEN3 |  | Hydro |  | S_VACA | North Carolina | 37 | Madison | 115 | 37115 | 0.2 | 0 | 1985 | 2015 |  |  | N | Hydro | [15 empty] | 0 | 0 | 0 | 0
Ivy River Hydro | 50890_G_GEN4 | 50890 | G | GEN4 |  | Hydro |  | S_VACA | North Carolina | 37 | Madison | 115 | 37115 | 0.2 | 0 | 1985 | 2015 |  |  | N | Hydro | [15 empty] | 0 | 0 | 0 | 0
Ivy River Hydro | 50890_G_GEN5 | 50890 | G | GEN5 |  | Hydro |  | S_VACA | North Carolina | 37 | Madison | 115 | 37115 | 0.2 | 0 | 1985 | 2015 |  |  | N | Hydro | [15 empty] | 0 | 0 | 0 | 0
Ivy River Hydro | 50890_G_GEN6 | 50890 | G | GEN6 |  | Hydro |  | S_VACA | North Carolina | 37 | Madison | 115 | 37115 | 0.2 | 0 | 1985 | 2015 |  |  | N | Hydro | [15 empty] | 0 | 0 | 0 | 0
Herkimer | 52057_G_01 | 52057 | G | 01 |  | Hydro |  | NY_Z_C&E | New York | 36 | Herkimer | 43 | 36043 | 0.1 | 0 | 1987 | 2015 |  |  | N | Hydro | [15 empty] | 0 | 0 | 0 | 0
Herkimer | 52057_G_02 | 52057 | G | 02 |  | Hydro |  | NY_Z_C&E | New York | 36 | Herkimer | 43 | 36043 | 0.1 | 0 | 1987 | 2015 |  |  | N | Hydro | [15 empty] | 0 | 0 | 0 | 0
Herkimer | 52057_G_03 | 52057 | G | 03 |  | Hydro |  | NY_Z_C&E | New York | 36 | Herkimer | 43 | 36043 | 0.1 | 0 | 1987 | 2015 |  |  | N | Hydro | [15 empty] | 0 | 0 | 0 | 0
Herkimer | 52057_G_04 | 52057 | G | 04 |  | Hydro |  | NY_Z_C&E | New York | 36 | Herkimer | 43 | 36043 | 0.1 | 0 | 1987 | 2015 |  |  | N | Hydro | [15 empty] | 0 | 0 | 0 | 0
Steamboat 1A Power Plant | 52138_G_DE32 | 52138 | G | DE32 |  | Geothermal |  | WECC_NNV | Nevada | 32 | Washoe | 31 | 32031 | 0.9 | 9760 | 1988 | 2015 |  |  | N | Geothermal | [15 empty] | 0 | 0 | 0 | 0 | 0.4563 | 0.4563 | 0.4563
Yuma | 524_G_3 | 524 | G | 3 |  | Combustion Turbine | IC Engine | WECC_CO | Colorado | 8 | Yuma | 125 | 08125 | 0.2 | 12774 | 1938 | 2015 |  |  | N | Distillate Fuel Oil | [14 empty] | 1.2 | 2.3355 | 2.3355 | 2.3355 | 2.3355
Wythe Park Power Petersburg Plant | 54045_G_1 | 54045 | G | 1 |  | Fossil Waste |  | PJM_Dom | Virginia | 51 | Petersburg | 730 | 51730 | 3 | 10745 | 1989 | 2013 |  |  | N | Fossil Waste | [14 empty] | 2.64 | 0.085602 | 0.085602 | 0.085602 | 0.085602
Upper Androscoggin | 54202_G_2 | 54202 | G | 2 |  | Hydro |  | NENG_ME | Maine | 23 | Androscoggin | 1 | 23001 | 0.5 | 0 | 1920 | 2015 |  |  | N | Hydro | [15 empty] | 0 | 0 | 0 | 0
Alvarado Hydro Facility | 54242_G_AHF | 54242 | G | AHF |  | Hydro |  | WEC_SDGE | California | 6 | San Diego | 73 | 06073 | 1.4 | 0 | 1985 | 2011 |  |  | N | Hydro | [15 empty] | 0 | 0 | 0 | 0
CTV Power Purchase Contract Trust | 54300_G_SX1S | 54300 | G | SX1S |  | Wind |  | WECC_SCE | California | 6 | Kern | 29 | 06029 | 0.1 | 0 | 1985 | 2015 |  |  | N | Wind | [15 empty] | 0 | 0 | 0 | 0
Berlin Gorham | 54639_G_GOR1 | 54639 | G | GOR1 |  | Hydro |  | NENGREST | New Hampshire | 33 | Coos | 7 | 33007 | 1.2 | 0 | 1920 | 2015 |  |  | N | Hydro | [15 empty] | 0 | 0 | 0 | 0
Small Hydro of Texas | 55000_G_01 | 55000 | G | 01 |  | Hydro |  | ERC_REST | Texas | 48 | DeWitt | 123 | 48123 | 0.4 | 0 | 1992 | 2015 |  |  | N | Hydro | [15 empty] | 0 | 0 | 0 | 0
Small Hydro of Texas | 55000_G_02 | 55000 | G | 02 |  | Hydro |  | ERC_REST | Texas | 48 | DeWitt | 123 | 48123 | 0.4 | 0 | 1993 | 2015 |  |  | N | Hydro | [15 empty] | 0 | 0 | 0 | 0
Small Hydro of Texas | 55000_G_03 | 55000 | G | 03 |  | Hydro |  | ERC_REST | Texas | 48 | DeWitt | 123 | 48123 | 0.4 | 0 | 1993 | 2015 |  |  | N | Hydro | [15 empty] | 0 | 0 | 0 | 0
Biodyne Pontiac | 55054_G_1 | 55054 | G | 1 |  | Landfill Gas |  | MIS_IL | Illinois | 17 | Livingston | 105 | 17105 | 4.2 | 19311 | 1999 | 2015 |  |  | N | Landfill Gas | [15 empty] | 0.043947 | 0.043947 | 0.043947 | 0.043947
Biodyne Pontiac | 55054_G_3 | 55054 | G | 3 |  | Landfill Gas |  | MIS_IL | Illinois | 17 | Livingston | 105 | 17105 | 4.2 | 19311 | 1999 | 2015 |  |  | N | Landfill Gas | [15 empty] | 0.043947 | 0.043947 | 0.043947 | 0.043947
Biodyne Pontiac | 55054_G_GEN2 | 55054 | G | GEN2 |  | Landfill Gas |  | MIS_IL | Illinois | 17 | Livingston | 105 | 17105 | 4.2 | 19311 | 2000 | 2015 |  |  | N | Landfill Gas | [15 empty] | 0.043947 | 0.043947 | 0.043947 | 0.043947
Biodyne Peoria | 55057_G_001 | 55057 | G | 001 |  | Landfill Gas |  | MIS_IL | Illinois | 17 | Peoria | 143 | 17143 | 0.8 | 13500 | 1997 | 2015 |  |  | N | Landfill Gas | [15 empty] | 0.043947 | 0.043947 | 0.043947 | 0.043947
Biodyne Peoria | 55057_G_002 | 55057 | G | 002 |  | Landfill Gas |  | MIS_IL | Illinois | 17 | Peoria | 143 | 17143 | 0.8 | 13500 | 1997 | 2015 |  |  | N | Landfill Gas | [15 empty] | 0.043947 | 0.043947 | 0.043947 | 0.043947
Biodyne Peoria | 55057_G_004 | 55057 | G | 004 |  | Landfill Gas |  | MIS_IL | Illinois | 17 | Peoria | 143 | 17143 | 0.8 | 13500 | 1997 | 2015 |  |  | N | Landfill Gas | [15 empty] | 0.043947 | 0.043947 | 0.043947 | 0.043947
Biodyne Peoria | 55057_G_005 | 55057 | G | 005 |  | Landfill Gas |  | MIS_IL | Illinois | 17 | Peoria | 143 | 17143 | 0.8 | 13500 | 1997 | 2015 |  |  | N | Landfill Gas | [15 empty] | 0.043947 | 0.043947 | 0.043947 | 0.043947
Biodyne Lyons | 55060_G_001 | 55060 | G | 001 |  | Landfill Gas |  | PJM_COMD | Illinois | 17 | Cook | 31 | 17031 | 0.9 | 13500 | 1997 | 2015 |  |  | N | Landfill Gas | [15 empty] | 0.043947 | 0.043947 | 0.043947 | 0.043947
Biodyne Lyons | 55060_G_002 | 55060 | G | 002 |  | Landfill Gas |  | PJM_COMD | Illinois | 17 | Cook | 31 | 17031 | 0.9 | 13500 | 1997 | 2015 |  |  | N | Landfill Gas | [15 empty] | 0.043947 | 0.043947 | 0.043947 | 0.043947
Biodyne Lyons | 55060_G_004 | 55060 | G | 004 |  | Landfill Gas |  | PJM_COMD | Illinois | 17 | Cook | 31 | 17031 | 0.9 | 13500 | 1997 | 2015 |  |  | N | Landfill Gas | [15 empty] | 0.043947 | 0.043947 | 0.043947 | 0.043947
New Albany Energy Facility | 55080_G_1 | 55080 | G | 1 |  | Combustion Turbine | Combustion Turbine | S_C_TVA | Mississippi | 28 | Union | 145 | 28145 | 60 | 14384 | 1999 | 2015 |  |  | N | Natural Gas | [14 empty] | 4.8 | 0.059467 | 0.059467 | 0.059467 | 0.059467
New Albany Energy Facility | 55080_G_2 | 55080 | G | 2 |  | Combustion Turbine | Combustion Turbine | S_C_TVA | Mississippi | 28 | Union | 145 | 28145 | 60 | 14384 | 1999 | 2015 |  |  | N | Natural Gas | [14 empty] | 4.8 | 0.059467 | 0.059467 | 0.059467 | 0.059467
New Albany Energy Facility | 55080_G_3 | 55080 | G | 3 |  | Combustion Turbine | Combustion Turbine | S_C_TVA | Mississippi | 28 | Union | 145 | 28145 | 60 | 14384 | 1999 | 2015 |  |  | N | Natural Gas | [14 empty] | 4.8 | 0.059467 | 0.059467 | 0.059467 | 0.059467
New Albany Energy Facility | 55080_G_4 | 55080 | G | 4 |  | Combustion Turbine | Combustion Turbine | S_C_TVA | Mississippi | 28 | Union | 145 | 28145 | 60 | 14384 | 1999 | 2015 |  |  | N | Natural Gas | [14 empty] | 4.8 | 0.059467 | 0.059467 | 0.059467 | 0.059467
New Albany Energy Facility | 55080_G_5 | 55080 | G | 5 |  | Combustion Turbine | Combustion Turbine | S_C_TVA | Mississippi | 28 | Union | 145 | 28145 | 60 | 14384 | 1999 | 2015 |  |  | N | Natural Gas | [14 empty] | 4.8 | 0.059467 | 0.059467 | 0.059467 | 0.059467
New Albany Energy Facility | 55080_G_6 | 55080 | G | 6 |  | Combustion Turbine | Combustion Turbine | S_C_TVA | Mississippi | 28 | Union | 145 | 28145 | 60 | 14384 | 1999 | 2015 |  |  | N | Natural Gas | [14 empty] | 4.8 | 0.059467 | 0.059467 | 0.059467 | 0.059467
Balefill LFG Project | 55159_G_UNT1 | 55159 | G | UNT1 |  | Landfill Gas |  | PJM_EMAC | New Jersey | 34 | BERGEN | 3 | 34003 | 0.1 | 13500 | 1998 | 2010 |  |  | N | Landfill Gas | [15 empty] | 0.043947 | 0.043947 | 0.043947 | 0.043947
Balefill LFG Project | 55159_G_UNT2 | 55159 | G | UNT2 |  | Landfill Gas |  | PJM_EMAC | New Jersey | 34 | BERGEN | 3 | 34003 | 0.1 | 13500 | 1998 | 2010 |  |  | N | Landfill Gas | [15 empty] | 0.043947 | 0.043947 | 0.043947 | 0.043947
Washington Parish Energy Center | 55486_G_CTG1 | 55486 | G | CTG1 |  | Combined Cycle |  | S_D_AMSO | Louisiana | 22 | Washington | 117 | 22117 | 172 | 7050 | 2015 | 2016 |  |  | N | Natural Gas | [15 empty] | 0.05 | 0.05 | 0.05 | 0.05
Washington Parish Energy Center | 55486_G_CTG2 | 55486 | G | CTG2 |  | Combined Cycle |  | S_D_AMSO | Louisiana | 22 | Washington | 117 | 22117 | 172 | 7050 | 2015 | 2016 |  |  | N | Natural Gas | [15 empty] | 0.05 | 0.05 | 0.05 | 0.05
Washington Parish Energy Center | 55486_G_ST1 | 55486 | G | ST1 |  | Combined Cycle |  | S_D_AMSO | Louisiana | 22 | Washington | 117 | 22117 | 215 | 7050 | 2015 | 2016 |  |  | N | Natural Gas | [15 empty] | 0.05 | 0.05 | 0.05 | 0.05
Bluebonnet | 55552_G_UNT2 | 55552 | G | UNT2 |  | Landfill Gas |  | ERC_REST | Texas | 48 | Harris | 201 | 48201 | 1 | 13500 | 2003 | 2015 |  |  | N | Landfill Gas | [15 empty] | 0.043947 | 0.043947 | 0.043947 | 0.043947
Binghamton Cogen | 55600_G_1 | 55600 | G | 1 |  | Combustion Turbine | Combustion Turbine | NY_Z_C&E | New York | 36 | Broome | 7 | 36007 | 42 | 9519 | 1992 | 2012 |  |  | Y | Natural Gas, Distillate Fuel Oil | [14 empty] | 1.053 | 0.4307 | 0.4307 | 0.4307 | 0.4307
HMDC Kingsland Landfill | 55604_G_UNT1 | 55604 | G | UNT1 |  | Landfill Gas |  | PJM_EMAC | New Jersey | 34 | BERGEN | 3 | 34003 | 0.1 | 13500 | 1999 | 2010 |  |  | N | Landfill Gas | [15 empty] | 0.043947 | 0.043947 | 0.043947 | 0.043947
HMDC Kingsland Landfill | 55604_G_UNT2 | 55604 | G | UNT2 |  | Landfill Gas |  | PJM_EMAC | New Jersey | 34 | BERGEN | 3 | 34003 | 0.1 | 13500 | 1999 | 2010 |  |  | N | Landfill Gas | [15 empty] | 0.043947 | 0.043947 | 0.043947 | 0.043947
HMDC Kingsland Landfill | 55604_G_UNT3 | 55604 | G | UNT3 |  | Landfill Gas |  | PJM_EMAC | New Jersey | 34 | BERGEN | 3 | 34003 | 0.1 | 13500 | 2002 | 2010 |  |  | N | Landfill Gas | [15 empty] | 0.043947 | 0.043947 | 0.043947 | 0.043947
Dunbarton Energy Partners LP | 55779_G_MA1 | 55779 | G | MA1 |  | Landfill Gas |  | NENGREST | New Hampshire | 33 | Hillsborough | 11 | 33011 | 0.6 | 13500 | 1988 | 2012 |  |  | N | Landfill Gas | [14 empty] | 0.069 | 0.043947 | 0.043947 | 0.043947 | 0.043947
Dunbarton Energy Partners LP | 55779_G_MA2 | 55779 | G | MA2 |  | Landfill Gas |  | NENGREST | New Hampshire | 33 | Hillsborough | 11 | 33011 | 0.6 | 25829 | 1988 | 2012 |  |  | N | Landfill Gas | [14 empty] | 0.069 | 0.043947 | 0.043947 | 0.043947 | 0.043947
SBD 9801 Aegon Martha's Way | 56072_G_01 | 56072 | G | 01 |  | Combustion Turbine | IC Engine | MIS_IA | Iowa | 19 | Linn | 113 | 19113 | 1 | 11067 | 1998 | 2012 |  |  | N | Distillate Fuel Oil | [14 empty] | 2.5 | 2.3355 | 2.3355 | 2.3355 | 2.3355
Groveton Paper Board | 56140_G_TUR1 | 56140 | G | TUR1 |  | Combustion Turbine | Combustion Turbine | NENGREST | New Hampshire | 33 | Coos | 7 | 33007 | 4 | 12724 | 2001 | 2012 |  |  | Y | Natural Gas, Distillate Fuel Oil | [14 empty] | 1.053 | 0.18367 | 0.18367 | 0.18367 | 0.18367
Groveton Paper Board | 56140_G_TUR2 | 56140 | G | TUR2 |  | Combustion Turbine | Combustion Turbine | NENGREST | New Hampshire | 33 | Coos | 7 | 33007 | 4 | 12724 | 2001 | 2012 |  |  | Y | Natural Gas, Distillate Fuel Oil | [14 empty] | 1.053 | 0.18367 | 0.18367 | 0.18367 | 0.18367
Holcomb Rock | 56314_G_HG2 | 56314 | G | HG2 |  | Hydro |  | PJM_West | Virginia | 51 | Lynchburg | 680 | 51680 | 0.2 | 0 | 1920 | 2015 |  |  | N | Hydro | [15 empty] | 0 | 0 | 0 | 0
Western Renewable Energy | 56358_G_1 | 56358 | G | 1 |  | Biomass |  | WECC_AZ | Arizona | 4 | APACHE | 1 | 04001 | 2.5 | 24604 | 2004 | 2015 |  |  | N | Biomass | [15 empty] | 0.22926 | 0.22926 | 0.22926 | 0.22926
Swift 2 | 6265_G_21 | 6265 | G | 21 |  | Hydro |  | WECC_PNW | Washington | 53 | Cowlitz | 15 | 53015 | 34 | 0 | 1959 | 2015 |  |  | N | Hydro | [15 empty] | 0 | 0 | 0 | 0
Crystal River | 628_G_3 | 628 | G | 3 |  | Nuclear |  | FRCC | Florida | 12 | Citrus | 17 | 12017 | 1028 | 10460 | 1977 | 2013 |  |  | N | Nuclear Fuel | [15 empty] | 0 | 0 | 0 | 0
Tangier | 6390_G_3 | 6390 | G | 3 |  | Combustion Turbine | IC Engine | PJM_EMAC | Virginia | 51 | Accomack | 1 | 51001 | 0.6 | 12774 | 1974 | 2015 |  |  | N | Distillate Fuel Oil | [14 empty] | 2.64 | 2.3355 | 2.3355 | 2.3355 | 2.3355
Tangier | 6390_G_4 | 6390 | G | 4 |  | Combustion Turbine | IC Engine | PJM_EMAC | Virginia | 51 | Accomack | 1 | 51001 | 0.8 | 12774 | 1974 | 2015 |  |  | N | Distillate Fuel Oil | [14 empty] | 2.64 | 2.3355 | 2.3355 | 2.3355 | 2.3355
San Francisquito 2 | 6480_G_1 | 6480 | G | 1 |  | Hydro |  | WEC_LADW | California | 6 | Los Angeles | 37 | 06037 | 14.5 | 0 | 1920 | 2015 |  |  | N | Hydro | [15 empty] | 0 | 0 | 0 | 0
Berlin | 6565_G_3A | 6565 | G | 3A |  | Combustion Turbine | IC Engine | PJM_EMAC | Maryland | 24 | Worcester | 47 | 24047 | 1.8 | 12774 | 1999 | 2015 |  |  | N | Distillate Fuel Oil | [14 empty] | 0.3 | 2.3355 | 2.3355 | 2.3355 | 2.3355
G W Ivey | 665_G_18 | 665 | G | 18 |  | Combustion Turbine | IC Engine | FRCC | Florida | 12 | Miami-Dade | 86 | 12086 | 8 | 12774 | 1975 | 2013 |  |  | N | Natural Gas, Distillate Fuel Oil | [14 empty] | 0.8 | 2.0543 | 2.0543 | 2.0543 | 2.0543
Kewaunee | 8024_G_1 | 8024 | G | 1 |  | Nuclear |  | MIS_WUMS | Wisconsin | 55 | Kewaunee | 61 | 55061 | 566 | 10460 | 1974 | 2013 |  |  | N | Nuclear Fuel | [15 empty] | 0 | 0 | 0 | 0
Montgomery | 8025_G_1 | 8025 | G | 1 |  | Combustion Turbine | Combustion Turbine | MIS_IA | Minnesota | 27 | Le Sueur | 79 | 27079 | 20.6 | 25000 | 1974 | 2012 |  |  | N | Distillate Fuel Oil | [15 empty] | 0.76538 | 0.76538 | 0.76538 | 0.76538
Thousand Springs | 820_G_1 | 820 | G | 1 |  | Hydro |  | WECC_ID | Idaho | 16 | Gooding | 47 | 16047 | 0.8 | 0 | 1912 | 2015 |  |  | N | Hydro | [15 empty] | 0 | 0 | 0 | 0
Thousand Springs | 820_G_2 | 820 | G | 2 |  | Hydro |  | WECC_ID | Idaho | 16 | Gooding | 47 | 16047 | 0.8 | 0 | 1912 | 2015 |  |  | N | Hydro | [15 empty] | 0 | 0 | 0 | 0
Glen Gardner | 8227_G_1 | 8227 | G | 1 |  | Combustion Turbine | Combustion Turbine | PJM_EMAC | New Jersey | 34 | Hunterdon | 19 | 34019 | 20 | 25000 | 1971 | 2015 |  |  | N | Natural Gas, Distillate Fuel Oil | [14 empty] | 0.25 | 0.088 | 0.088 | 0.088 | 0.088
Glen Gardner | 8227_G_2 | 8227 | G | 2 |  | Combustion Turbine | Combustion Turbine | PJM_EMAC | New Jersey | 34 | Hunterdon | 19 | 34019 | 20 | 25000 | 1971 | 2015 |  |  | N | Natural Gas, Distillate Fuel Oil | [14 empty] | 0.25 | 0.088 | 0.088 | 0.088 | 0.088
Glen Gardner | 8227_G_3 | 8227 | G | 3 |  | Combustion Turbine | Combustion Turbine | PJM_EMAC | New Jersey | 34 | Hunterdon | 19 | 34019 | 20 | 25000 | 1971 | 2015 |  |  | N | Natural Gas, Distillate Fuel Oil | [14 empty] | 0.25 | 0.088 | 0.088 | 0.088 | 0.088
Glen Gardner | 8227_G_4 | 8227 | G | 4 |  | Combustion Turbine | Combustion Turbine | PJM_EMAC | New Jersey | 34 | Hunterdon | 19 | 34019 | 20 | 25000 | 1971 | 2015 |  |  | N | Natural Gas, Distillate Fuel Oil | [14 empty] | 0.25 | 0.088 | 0.088 | 0.088 | 0.088
Glen Gardner | 8227_G_5 | 8227 | G | 5 |  | Combustion Turbine | Combustion Turbine | PJM_EMAC | New Jersey | 34 | Hunterdon | 19 | 34019 | 20 | 25000 | 1971 | 2015 |  |  | N | Natural Gas, Distillate Fuel Oil | [14 empty] | 0.25 | 0.088 | 0.088 | 0.088 | 0.088
Glen Gardner | 8227_G_6 | 8227 | G | 6 |  | Combustion Turbine | Combustion Turbine | PJM_EMAC | New Jersey | 34 | Hunterdon | 19 | 34019 | 20 | 25000 | 1971 | 2015 |  |  | N | Natural Gas, Distillate Fuel Oil | [14 empty] | 0.25 | 0.088 | 0.088 | 0.088 | 0.088
Glen Gardner | 8227_G_7 | 8227 | G | 7 |  | Combustion Turbine | Combustion Turbine | PJM_EMAC | New Jersey | 34 | Hunterdon | 19 | 34019 | 20 | 25000 | 1971 | 2015 |  |  | N | Natural Gas, Distillate Fuel Oil | [14 empty] | 0.25 | 0.088 | 0.088 | 0.088 | 0.088
Glen Gardner | 8227_G_8 | 8227 | G | 8 |  | Combustion Turbine | Combustion Turbine | PJM_EMAC | New Jersey | 34 | Hunterdon | 19 | 34019 | 20 | 25000 | 1971 | 2015 |  |  | N | Natural Gas, Distillate Fuel Oil | [14 empty] | 0.25 | 0.088 | 0.088 | 0.088 | 0.088
Vermilion | 897_G_3 | 897 | G | 3 |  | Combustion Turbine | Combustion Turbine | MIS_IL | Illinois | 17 | Vermilion | 183 | 17183 | 10 | 17662 | 1967 | 2011 |  |  | N | Distillate Fuel Oil | [14 empty] | 1 | 1.1999 | 1.1999 | 1.1999 | 1.1999
Venice | 913_G_GT1 | 913 | G | GT1 |  | Combustion Turbine | Combustion Turbine | MIS_MO | Illinois | 17 | Madison | 119 | 17119 | 26 | 17662 | 1967 | 2012 |  |  | N | Distillate Fuel Oil | [14 empty] | 0.28 | 1.1999 | 1.1999 | 1.1999 | 1.1999
Worcester Energy | 10165_B_1 | 10165 | B | 1 |  | Biomass |  | NENG_ME | Maine | 23 | Washington | 29 | 23029 | 5.7 | 18746 | 1989 | 2015 |  |  | N | Biomass | [15 empty] | 0.22926 | 0.22926 | 0.22926 | 0.22926
Worcester Energy | 10165_B_2 | 10165 | B | 2 |  | Biomass |  | NENG_ME | Maine | 23 | Washington | 29 | 23029 | 5.7 | 18746 | 1989 | 2015 |  |  | N | Biomass | [15 empty] | 0.22926 | 0.22926 | 0.22926 | 0.22926
Worcester Energy | 10165_B_3 | 10165 | B | 3 |  | Biomass |  | NENG_ME | Maine | 23 | Washington | 29 | 23029 | 5.7 | 18746 | 1989 | 2015 |  |  | N | Biomass | [15 empty] | 0.22926 | 0.22926 | 0.22926 | 0.22926
Teche | 1400_B_2 | 1400 | B | 2 |  | O/G Steam |  | SPP_SE | Louisiana | 22 | st. Mary | 101 | 22101 | 33 | 11007 | 1956 | 2011 |  |  | N | Natural Gas | [15 empty] | 0.12195 | 0.12195 | 0.12195 | 0.12195
Crosscut | 143_B_1 | 143 | B | 1 |  | O/G Steam |  | WECC_AZ | Arizona | 4 | Maricopa | 13 | 04013 | 7.5 | 14500 | 1942 | 2015 |  |  | N | Natural Gas | [15 empty] | 0.27132 | 0.27132 | 0.27132 | 0.27132
Crosscut | 143_B_2 | 143 | B | 2 |  | O/G Steam |  | WECC_AZ | Arizona | 4 | Maricopa | 13 | 04013 | 7.5 | 14500 | 1942 | 2015 |  |  | N | Natural Gas | [15 empty] | 0.27132 | 0.27132 | 0.27132 | 0.27132
Crosscut | 143_B_3 | 143 | B | 3 |  | O/G Steam |  | WECC_AZ | Arizona | 4 | Maricopa | 13 | 04013 | 7.5 | 14500 | 1942 | 2015 |  |  | N | Natural Gas | [15 empty] | 0.27132 | 0.27132 | 0.27132 | 0.27132
Crosscut | 143_B_4 | 143 | B | 4 |  | O/G Steam |  | WECC_AZ | Arizona | 4 | Maricopa | 13 | 04013 | 2.5 | 14500 | 1949 | 2015 |  |  | N | Natural Gas | [15 empty] | 0.27132 | 0.27132 | 0.27132 | 0.27132
Crosscut | 143_B_5 | 143 | B | 5 |  | O/G Steam |  | WECC_AZ | Arizona | 4 | Maricopa | 13 | 04013 | 2.5 | 14500 | 1949 | 2015 |  |  | N | Natural Gas | [15 empty] | 0.27132 | 0.27132 | 0.27132 | 0.27132
Crosscut | 143_B_6 | 143 | B | 6 |  | O/G Steam |  | WECC_AZ | Arizona | 4 | Maricopa | 13 | 04013 | 2.5 | 14500 | 1949 | 2015 |  |  | N | Natural Gas | [15 empty] | 0.27132 | 0.27132 | 0.27132 | 0.27132
Morgan City | 1449_B_1 | 1449 | B | 1 |  | O/G Steam |  | S_D_REST | Louisiana | 22 | St. Mary | 101 | 22101 | 5.8 | 14500 | 1963 | 2015 |  |  | N | Natural Gas | [15 empty] | 0.11224 | 0.11224 | 0.11224 | 0.11224
Morgan City | 1449_B_2 | 1449 | B | 2 |  | O/G Steam |  | S_D_REST | Louisiana | 22 | St. Mary | 101 | 22101 | 5.8 | 14500 | 1963 | 2015 |  |  | N | Natural Gas | [15 empty] | 0.11224 | 0.11224 | 0.11224 | 0.11224
Harvey Couch | 169_B_1 | 169 | B | 1 |  | O/G Steam |  | S_D_REST | Arkansas | 5 | Lafayette | 73 | 05073 | 12 | 14500 | 1943 | 2011 |  |  | N | Natural Gas, Residual Fuel Oil | [14 empty] | 3.6824 | 0.75432 | 0.75432 | 0.75432 | 0.75432
B C Cobb | 1695_B_1 | 1695 | B | 1 |  | O/G Steam |  | MIS_LMI | Michigan | 26 | Muskegon | 121 | 26121 | 62 | 13240 | 2000 | 2015 |  |  | N | Natural Gas | [14 empty] | 0.2 | 0.1446 | 0.1446 | 0.1446 | 0.1446
B C Cobb | 1695_B_2 | 1695 | B | 2 |  | O/G Steam |  | MIS_LMI | Michigan | 26 | Muskegon | 121 | 26121 | 62 | 13240 | 1999 | 2016 |  |  | N | Natural Gas | [14 empty] | 0.2 | 0.1446 | 0.1446 | 0.1446 | 0.1446
B C Cobb | 1695_B_3 | 1695 | B | 3 |  | O/G Steam |  | MIS_LMI | Michigan | 26 | Muskegon | 121 | 26121 | 62 | 13240 | 2000 | 2015 |  |  | N | Natural Gas | [14 empty] | 0.2 | 0.1446 | 0.1446 | 0.1446 | 0.1446
Conners Creek | 1726_B_15 | 1726 | B | 15 |  | O/G Steam |  | MIS_LMI | Michigan | 26 | Wayne | 163 | 26163 | 58 | 11915 | 1951 | 2013 |  |  | N | Natural Gas | [14 empty] | 0.2 | 0.13762 | 0.13762 | 0.13762 | 0.13762
Conners Creek | 1726_B_16 | 1726 | B | 16 |  | O/G Steam |  | MIS_LMI | Michigan | 26 | Wayne | 163 | 26163 | 58 | 11915 | 1951 | 2012 |  |  | N | Natural Gas | [14 empty] | 0.2 | 0.13762 | 0.13762 | 0.13762 | 0.13762
Conners Creek | 1726_B_17 | 1726 | B | 17 |  | O/G Steam |  | MIS_LMI | Michigan | 26 | Wayne | 163 | 26163 | 58 | 11915 | 1951 | 2012 |  |  | N | Natural Gas | [14 empty] | 0.2 | 0.13762 | 0.13762 | 0.13762 | 0.13762
Conners Creek | 1726_B_18 | 1726 | B | 18 |  | O/G Steam |  | MIS_LMI | Michigan | 26 | Wayne | 163 | 26163 | 58 | 11915 | 1951 | 2012 |  |  | N | Natural Gas | [14 empty] | 0.2 | 0.13762 | 0.13762 | 0.13762 | 0.13762
Deepwater | 2384_B_1 | 2384 | B | 1 |  | O/G Steam |  | PJM_EMAC | New Jersey | 34 | Salem | 33 | 34033 | 78 | 11416 | 1958 | 2014 |  |  | N | Natural Gas | [5 empty] | SNCR | [8 empty] | 2 | 1 | 0.2891 | 1 | 0.2891
PSEG Sewaren Generating Station | 2411_B_1 | 2411 | B | 1 |  | O/G Steam |  | PJM_EMAC | New Jersey | 34 | Middlesex | 23 | 34023 | 105 | 14500 | 1948 | 2015 |  |  | N | Natural Gas, Residual Fuel Oil | [14 empty] | 0.6 | 0.057488 | 0.057488 | 0.057488 | 0.057488
PSEG Sewaren Generating Station | 2411_B_2 | 2411 | B | 2 |  | O/G Steam |  | PJM_EMAC | New Jersey | 34 | Middlesex | 23 | 34023 | 108.3 | 14500 | 1948 | 2015 |  |  | N | Natural Gas, Residual Fuel Oil | [14 empty] | 0.6 | 0.067189 | 0.067189 | 0.067189 | 0.067189
PSEG Sewaren Generating Station | 2411_B_3 | 2411 | B | 3 |  | O/G Steam |  | PJM_EMAC | New Jersey | 34 | Middlesex | 23 | 34023 | 107.9 | 14500 | 1949 | 2015 |  |  | N | Natural Gas, Residual Fuel Oil | [14 empty] | 0.6 | 0.069824 | 0.069824 | 0.069824 | 0.069824
PSEG Sewaren Generating Station | 2411_B_4 | 2411 | B | 4 |  | O/G Steam |  | PJM_EMAC | New Jersey | 34 | Middlesex | 23 | 34023 | 121.8 | 14500 | 1951 | 2015 |  |  | N | Natural Gas, Residual Fuel Oil | [14 empty] | 0.6 | 0.0882 | 0.0882 | 0.0882 | 0.0882
Animas | 2465_B_4 | 2465 | B | 4 |  | O/G Steam |  | WECC_NM | New Mexico | 35 | San Juan | 45 | 35045 | 16 | 14500 | 1960 | 2012 |  |  | N | Natural Gas | [15 empty] | 0.1886 | 0.1886 | 0.1886 | 0.1886
Danskammer Generating Station | 2480_B_1 | 2480 | B | 1 |  | O/G Steam |  | NY_Z_G-I | New York | 36 | Orange | 71 | 36071 | 66 | 10469 | 1951 | 2013 |  |  | N | Natural Gas, Residual Fuel Oil | [14 empty] | 2 | 0.22318 | 0.22318 | 0.22318 | 0.22318
Danskammer Generating Station | 2480_B_2 | 2480 | B | 2 |  | O/G Steam |  | NY_Z_G-I | New York | 36 | Orange | 71 | 36071 | 62 | 10420 | 1954 | 2013 |  |  | N | Natural Gas, Residual Fuel Oil | [14 empty] | 2 | 0.18194 | 0.18194 | 0.18194 | 0.18194
Tulsa | 2965_B_1403 | 2965 | B | 1403 |  | O/G Steam |  | SPP_WEST | Oklahoma | 40 | Tulsa | 143 | 40143 | 65 | 13240 | 1958 | 2012 |  |  | N | Natural Gas, Distillate Fuel Oil | [15 empty] | 0.24202 | 0.24202 | 0.24202 | 0.24202
Schuylkill Generating Station | 3169_B_1 | 3169 | B | 1 |  | O/G Steam |  | PJM_EMAC | Pennsylvania | 42 | Philadelphia | 101 | 42101 | 166 | 12570 | 1958 | 2012 |  |  | N | Residual Fuel Oil | [14 empty] | 0.53 | 0.37354 | 0.37354 | 0.37354 | 0.37354
El Segundo Power | 330_B_3 | 330 | B | 3 |  | O/G Steam |  | WECC_SCE | California | 6 | Los Angeles | 37 | 06037 | 325 | 12139 | 1964 | 2013 |  |  | N | Natural Gas | [5 empty] | SCR | [8 empty] | 1.3151 | 0.0072438 | 0.0072438 | 0.0072438 | 0.0072438
Permian Basin | 3494_B_5 | 3494 | B | 5 |  | O/G Steam |  | ERC_WEST | Texas | 48 | Ward | 475 | 48475 | 115 | 14500 | 1959 | 2011 |  |  | N | Natural Gas | [14 empty] | 1.16 | 0.153 | 0.153 | 0.153 | 0.153
Tradinghouse | 3506_B_2 | 3506 | B | 2 |  | O/G Steam |  | ERC_REST | Texas | 48 | McLennan | 309 | 48309 | 818 | 12669 | 1972 | 2008 |  |  | N | Natural Gas | [14 empty] | 1.16 | 0.15564 | 0.15564 | 0.15564 | 0.15564
Bryan | 3561_B_3 | 3561 | B | 3 |  | O/G Steam |  | ERC_REST | Texas | 48 | Brazos | 41 | 48041 | 12 | 14500 | 1955 | 2015 |  |  | N | Natural Gas, Distillate Fuel Oil | [14 empty] | 0.0006 | 0.2166 | 0.2166 | 0.2166 | 0.2166
Bryan | 3561_B_4 | 3561 | B | 4 |  | O/G Steam |  | ERC_REST | Texas | 48 | Brazos | 41 | 48041 | 22 | 14500 | 1958 | 2015 |  |  | N | Natural Gas, Distillate Fuel Oil | [14 empty] | 0.0006 | 0.2166 | 0.2166 | 0.2166 | 0.2166
Bryan | 3561_B_5 | 3561 | B | 5 |  | O/G Steam |  | ERC_REST | Texas | 48 | Brazos | 41 | 48041 | 25 | 14500 | 1966 | 2015 |  |  | N | Natural Gas, Distillate Fuel Oil | [14 empty] | 0.0006 | 0.2166 | 0.2166 | 0.2166 | 0.2166
Bryan | 3561_B_6 | 3561 | B | 6 |  | O/G Steam |  | ERC_REST | Texas | 48 | Brazos | 41 | 48041 | 50 | 14500 | 1969 | 2015 |  |  | N | Natural Gas, Distillate Fuel Oil | [14 empty] | 0.0006 | 0.2166 | 0.2166 | 0.2166 | 0.2166
Viking Energy of Northumberland | 50771_B_B1 | 50771 | B | B1 |  | Biomass |  | PJM_WMAC | Pennsylvania | 42 | Northumberland | 97 | 42097 | 16.2 | 16171 | 1988 | 2012 |  |  | Y | Biomass | [15 empty] | 0.22926 | 0.22926 | 0.22926 | 0.22926
DeCordova | 8063_B_1 | 8063 | B | 1 |  | O/G Steam |  | ERC_REST | Texas | 48 | Hood | 221 | 48221 | 818 | 10896 | 1975 | 2011 |  |  | N | Natural Gas | [14 empty] | 1.16 | 0.15318 | 0.15318 | 0.15318 | 0.15318
Meredosia | 864_B_06 | 864 | B | 06 |  | O/G Steam |  | MIS_IL | Illinois | 17 | Morgan | 137 | 17137 | 166 | 14500 | 1975 | 2011 |  |  | N | Distillate Fuel Oil, Residual Fuel Oil | [14 empty] | 0.8 | 0.1991 | 0.1991 | 0.1991 | 0.1991
Astoria Generating Station | 8906_B_20 | 8906 | B | 20 |  | O/G Steam |  | NY_Z_J | New York | 36 | Queens | 81 | 36081 | 181 | 11922 | 1954 | 2012 |  |  | N | Natural Gas | [14 empty] | 0.0012 | 0.15511 | 0.15511 | 0.15511 | 0.15511
Lake Creek | 3502_G_D3 | 3502 | G | D3 |  | Combustion Turbine | IC Engine | ERC_REST | Texas | 48 | McLennan | 309 | 48309 | 2 | 12774 | 1966 | 2009 |  |  | N | Distillate Fuel Oil | [14 empty] | 0.2 | 2.3355 | 2.3355 | 2.3355 | 2.3355
G F Weaton Power Station | 50130_B_BLR1 | 50130 | B | BLR1 | 3638 | Coal Steam |  | PJM_West | Pennsylvania | 42 | Beaver | 7 | 42007 | 56 | 10386 | 1958 | 2012 | tangential | dry | N | Bituminous, Subbituminous |  |  | 22.2 | 22.2 | BF + LA + LNB |  |  |  | ESPC + C | ESPC + C | Yes |  |  |  | 0.7 | 0.25551 | 0.25551 | 0.16781 | 0.16781 | 0.64 | 0.97 | 1 | 27.2 | 27.2
G F Weaton Power Station | 50130_B_BLR2 | 50130 | B | BLR2 | 3639 | Coal Steam |  | PJM_West | Pennsylvania | 42 | Beaver | 7 | 42007 | 56 | 10386 | 1958 | 2012 | tangential | dry | N | Bituminous, Subbituminous |  |  | 22.2 | 22.2 | BF + LA + LNB |  |  |  | ESPC + C | ESPC + C | Yes |  |  |  | 0.7 | 0.22819 | 0.22819 | 0.14986 | 0.14986 | 0.64 | 0.97 | 1 | 27.2 | 27.2

## Key to Emission Control
Key to Emission Controls in NEEDS, v.5.15
NOx Comb Control | Definition | NOx Post-Comb Control | Definition | PM Control | Definition | Mercury_Controls | Definition | HCL_Controls | Definition
AA | Advanced Overfire Air | SCR | Selective Catalytic Reduction | B | Baghouse | ACI | Activated Carbon Injection | DSI | Dry Sobent Injection
AA + CF + NH3 | Advanced Overfire Air + Fluidized Bed Combustor + Ammonia Injection | SNCR | Selective Non-catalytic Reduction | ESPC | Electrostatic precipitator, cold side
AA + FU | Advanced Overfire Air + Fuel Reburning |  |  | ESPH + B + WS | Electrostatic precipitator, hot side + Baghouse + Wet Scrubber
AA + FU + LNB | Advanced Overfire Air + Fuel Reburning + Low NOx Burner Technology |  |  | ESPC + ESPH | Electrostatic precipitator, cold side + Electrostatic precipitator, hot side
AA + H2O | Advanced Overfire Air + Water Injection |  |  | ESPH | Electrostatic precipitator, hot side
AA + LA | Advanced Overfire Air + Low excess air |  |  | ESPH + WESP | Electrostatic precipitator, hot side + Electrostatic precipitator, wet side
AA + LNB | Advanced Overfire Air + Low NOx Burner Technology |  |  | WS | Wet Scrubber
AA + LNB + OFA | Advanced Overfire Air + Low NOx Burner Technology + Overfire Air |  |  | C | Cyclone
AA + OFA | Advanced Overfire Air + Overfire Air |  |  | ESPC + C | Electrostatic precipitator, cold side + Cyclone
BF | Biased Firing (alternative burners) |  |  | ESPC + B | Electrostatic precipitator, cold side + Baghouse
BF + BOOS | Biased Firing (alternative burners) + Burners-Out-Of-Service |  |  | ESPC + B + C | Electrostatic precipitator, cold side + Baghouse + Cyclone
BF + FR | Biased Firing (alternative burners) + Flue Gas Recirculation |  |  | ESPC + B + WS | Electrostatic precipitator, cold side + Baghouse + Wet Scrubber
BF + FR + LNB | Biased Firing (alternative burners) + Flue Gas Recirculation + Low NOx Burner Technology |  |  | B + C | Baghouse + Cyclone
BF + FR + OFA | Biased Firing (alternative burners) + Flue Gas Recirculation + Overfire Air |  |  | ESPH + B | Electrostatic precipitator, hot side + Baghouse
BF + LA | Biased Firing (alternative burners) + Low excess air |  |  | ESPC + WESP | Electrostatic precipitator, cold side + Electrostatic precipitator, wet side
BF + LA + LNB | Biased Firing (alternative burners) + Low excess air + Low NOx Burner Technology |  |  | ESPC + WS | Electrostatic precipitator, cold side + Wet Scrubber
BF + LNB | Biased Firing (alternative burners) + Low NOx Burner Technology |  |  | B + WS | Baghouse + Wet Scrubber
BF + LNB + OFA | Biased Firing (alternative burners) + Low NOx Burner Technology + Overfire Air |  |  | ESPH + C | Electrostatic precipitator, hot side + Cyclone
BF + OFA | Biased Firing (alternative burners) + Overfire Air
BOOS | Burners-Out-Of-Service
BOOS + FR | Burners-Out-Of-Service + Flue Gas Recirculation
BOOS + LN | Burners-Out-Of-Service + Low NOx Burner
BOOS + LNB | Burners-Out-Of-Service + Low NOx Burner Technology
CF | Fluidized Bed Combustor
CF + FR | Fluidized Bed Combustor + Flue Gas Recirculation
CF + FR + OFA | Fluidized Bed Combustor + Flue Gas Recirculation + Overfire Air
CF + LA + OFA | Fluidized Bed Combustor + Low excess air + Overfire Air
CF + LNB | Fluidized Bed Combustor + Low NOx Burner Technology
CF + NH3 | Fluidized Bed Combustor + Ammonia Injection
CF + NH3 + OFA | Fluidized Bed Combustor + Ammonia Injection + Overfire Air
CF + OFA | Fluidized Bed Combustor + Overfire Air
CM | Combustion Modification
CM + LNB + OFA | Combustion Modification + Low NOx Burner Technology + Overfire Air
CM + LNB + STM | Combustion Modification + Low NOx Burner Technology + Steam Injection
CM + LNBO | Combustion Modification + Low NOx Burner Technology w/ Overfire Air
CM + OFA | Combustion Modification + Overfire Air
CO | Combustion Optimization
CO + LNB | Combustion Optimization + Low NOx Burner Technology
DLNB | Dry Low NOx Burners
DLNB + H2O | Dry Low NOx Burners + Water Injection
DLNB + H2O + NH3 | Dry Low NOx Burners + Water Injection + Ammonia Injection
DLNB + NH3 | Dry Low NOx Burners + Ammonia Injection
DLNB + NH3 + STM | Dry Low NOx Burners + Ammonia Injection + Steam Injection
DLNB + STM | Dry Low NOx Burners + Steam Injection
FGR + OFA | Flue Gas Recirculation + Overfire Air
FR | Flue Gas Recirculation
FR + BOOS | Flue Gas Recirculation + Burners-Out-Of-Service
FR + H2O + LNB | Flue Gas Recirculation + Water Injection + Low NOx Burner Technology
FR + H2O + LNB + OFA | Flue Gas Recirculation + Water Injection + Low NOx Burner Technology + Overfire Air
FR + LA | Flue Gas Recirculation + Low excess air
FR + LA + LNB | Flue Gas Recirculation + Low excess air + Low NOx Burner Technology
FR + LNB | Flue Gas Recirculation + Low NOx Burner Technology
FR + LNB + BOOS | Flue Gas Recirculation + Low NOx Burner Technology + Burners-Out-Of-Service
FR + LNB + OFA | Flue Gas Recirculation + Low NOx Burner Technology + Overfire Air
FR + LNBO | Flue Gas Recirculation + Low NOx Burner Technology w/ Overfire Air
FR + LNCB | Flue Gas Recirculation + Low NOx Cell Burner
FR + OFA | Flue Gas Recirculation + Overfire Air
FR + OFA + BOOS | Flue Gas Recirculation + Overfire Air + Burners-Out-Of-Service
FR + OFA + CM | Flue Gas Recirculation + Overfire Air + Combustion Modification
FR + OFA + MR | Flue Gas Recirculation + Overfire Air + Combustion Modification/Fuel Reburning
FR + SC | Flue Gas Recirculation + Slagging
FU | Fuel Reburning
FU + LNB | Fuel Reburning + Low NOx Burner Technology
FU + LNB + OFA | Fuel Reburning + Low NOx Burner Technology + Overfire Air
FU + OFA | Fuel Reburning + Overfire Air
H2O | Water Injection
H2O + NH3 | Water Injection + Ammonia Injection
H2O + OFA | Water Injection + Overfire Air
H2O + STM | Water Injection + Steam Injection
LA | Low excess air
LA + LNB | Low excess air + Low NOx Burner Technology
LA + LNB + OFA | Low excess air + Low NOx Burner Technology + Overfire Air
LA + OFA | Low excess air + Overfire Air
LNB | Low NOx Burner Technology
LNB + BOOS | Low NOx Burner Technology + Burners-Out-Of-Service
LNB + BOOS + OFA | Low NOx Burner Technology + Burners-Out-Of-Service + Overfire Air
LNB + LNBO | Low NOx Burner Technology + Low NOx Burner Technology w/ Overfire Air
LNB + LNBO + NH3 | Low NOx Burner Technology + Low NOx Burner Technology w/ Overfire Air + Ammonia Injection
LNB + NH3 | Low NOx Burner Technology + Ammonia Injection
LNB + OFA | Low NOx Burner Technology + Overfire Air
LNB + Other | Low NOx Burner Technology + Other
LNB + SOFA | Low NOx Burner Technology + Separated Overfire Air
LNB + SOFA + STC | Low NOx Burner Technology + Separated Overfire Air + Staged Combustion
LNB + STC | Low NOx Burner Technology + Staged Combustion
LNBO | Low NOx Burner Technology w/ Overfire Air
LNBO + OFA | Low NOx Burner Technology w/ Overfire Air + Overfire Air
LNC1 | Low NOx Burner Technology w/ Closed-coupled OFA
LNC2 | Low NOx Burner Technology w/ Separated OFA
LNC2 + NH3 | Low NOx Burner Technology w/ Separated OFA + Ammonia Injection
LNC2 + OFA | Low NOx Burner Technology w/ Separated OFA + Overfire Air
LNC3 | Low NOx Burner Technology w/ Closed-coupled/Separated OFA
LNC3 + OFA | Low NOx Burner Technology w/ Closed-coupled/Separated OFA + Overfire Air
LNCB | Low NOx Cell Burner
LNCB + OFA | Low NOx Cell Burner + Overfire Air
N2 + STM | Nitrogen Injection + Steam Injection
NDI | Nitrogen Diluent Injection
NH3 | Ammonia Injection
NH3 + STM | Ammonia Injection + Steam Injection
OFA | Overfire Air
OFA + LNB + H2O + SC | Overfire Air + Low NOx Burner Technology + Water Injection + Slagging
OFA + NH3 | Overfire Air + Ammonia Injection
OFA + SC | Overfire Air + Slagging
other | Other
ROFA | Rotating Overfire Air
RRI + OFA | Rich Reagent Injection + Overfire Air
SC | Slagging
STC | Staged Combustion
STM | Steam Injection