## Summary
Count of Unique Landfills in this File | Count of Unique Projects in this File
599 | 652
Current Project Status field options:
Operational: Project or expansion is online
Construction: Construction is underway on project or expansion
Planned: Planning is underway on project or expansion (between Candidate and Construction)
Shutdown: Project or expansion has ceased operations
Candidate: Landfill is accepting waste or has been closed for five years or less, has at least one million tons of waste, and does not have an operational, under-construction, or planned project; can also be designated based on actual interest by the site.
Potential: Landfill does not meet the candidate definition, whether because of complete or incomplete data. However, the landfill could have LFG energy project potential based on site-specific needs or if data were complete.
Other: Landfill that previously had status of Potential with waste in place less than 500,000 tons and closed >15 years.
This information is from the LMOP Landfill/Project database. Information in the database is compiled from a variety of sources by voluntary submittal, is updated periodically, and can change. LMOP can not guarantee the validity of the data.

## LMOP Database
GHGRP ID | Landfill ID | Landfill Name | State | City | County | Ownership Type | Landfill Owner Organization(s) | Waste in Place (tons) | Waste in Place Year | LFG Collection System In Place? | LFG Collected (mmscfd) | LFG Flared (mmscfd) | Project ID | Current Project Status | Project Name | Project Start Date | LFG Energy Project Type | Project Type Category | LFG Use Details | MW Capacity | LFG Flow to Project (mmscfd) | End User(s) | Project Developer(s) | Current Year Emission Reductions (MMTCO2e/yr) - Direct | Current Year Emission Reductions (MMTCO2e/yr) - Avoided
1007341 | 1994 | Anchorage Regional Landfill | AK | Eagle River | Anchorage | Public | Municipality of Anchorage, AK | 8000000 | 2011 | Yes | 2.95 | 0.36 | 167079-0 | Operational | Project #1 | 2012-07-31 | Reciprocating Engine | Electricity | LFG piped 1.2 miles to fuel (4) GE JenbacherJGS 420 engines (1.4 MW each) at JBER | 5.6 | 2.59 | Joint Base Elmendorf Richardson (JBER) | Doyon Utilities | 0.253 | 0.0212
1007341 | 1994 | Anchorage Regional Landfill | AK | Eagle River | Anchorage | Public | Municipality of Anchorage, AK | 8000000 | 2011 | Yes | 2.95 | 0.36 | 167079-1 | Operational | Project #1, Expansion #1 | 2014-01-01 | Reciprocating Engine | Electricity | (1) engine | 1.4 |  | Joint Base Elmendorf Richardson (JBER) |  | 0.0633 | 0.0053
1010661 | 2 | Morgan County Regional Landfill | AL | Trinity | Morgan | Public | Morgan County, AL | 3659174 | 2008 | Yes | 1.22 |  | 181062-0 | Operational | Project #2 | 2010-07-01 | Reciprocating Engine | Electricity | (1) Caterpillar 3516 electrical generator | 0.8 | 0.4 | Tennessee Valley Authority (TVA) | Granger Energy | 0.0361 | 0.003
1010661 | 2 | Morgan County Regional Landfill | AL | Trinity | Morgan | Public | Morgan County, AL | 3659174 | 2008 | Yes | 1.22 |  | 181062-1 | Operational | Project #2, Expansion #1 | 2011-07-31 | Cogeneration | Electricity | (1) Caterpillar 3516 electrical generator with heat recovery to help heat new recycling center (10,800 sq ft) during winter | 0.8 | 0.4 | Tennessee Valley Authority (TVA) | City of Decatur, AL | 0.0361 | 0.003
1006304 | 2410 | Sand Valley Landfill | AL | Collinsville | DeKalb | Private | Republic Services, Inc. |  |  | Yes | 2.12 |  | 180771-0 | Operational | Project #1 | 2013-10-01 | Reciprocating Engine | Electricity | (3) CAT G3520C engines | 4.8 |  | Tennessee Valley Authority (TVA) | Energy Developments, Inc | 0.2169 | 0.0182
1004860 | 11821 | Scottsboro Landfill | AL | Hollywood | Jackson | Public | City of Scottsboro, AL | 475000 | 2009 | Yes | 0.179 |  | 181050-0 | Operational | Project #1 | 2011-12-01 | Reciprocating Engine | Electricity | 500-kW generator | 0.45 |  | Tennessee Valley Authority (TVA) | City of Scottsboro, AL | 0.0203 | 0.0017
1006790 | 7 | Star Ridge Landfill | AL | Moody | St. Clair | Private | Advanced Disposal Services | 4822600 | 2009 | Yes | 1.1 | 0.38 | 62-0 | Shutdown | Project #1 | 2007-01-11 | Direct Thermal | Direct | ~6-mile pipeline to brick kilns, innovative kiln technology (dual burner system) |  | 1.08 | Jenkins Brick Company |  | 0 | 0
1006790 | 7 | Star Ridge Landfill | AL | Moody | St. Clair | Private | Advanced Disposal Services | 4822600 | 2009 | Yes | 1.1 | 0.38 | 62-1 | Operational | Project #1, De-Expansion #1 | 2012-03-15 | Direct Thermal | Direct | ~6-mile pipeline to brick kilns, innovative kiln technology (dual burner system) |  | 0.72 | Acme Brick |  | 0.063 | 0.0062
1006026 | 2052 | Fort Smith SLF | AR | City of Fort Smith | Sebastian | Public | City of Fort Smith Department of Sanitation, AR | 8552007 | 2013 | Yes | 3.312 | 0 | 180840-0 | Operational | Project #2 | 2006-05-11 | High Btu | Upgraded LFG | Physical solvent process with patented enhancements to remove CO2, H2O, H2S, siloxanes, and other impurities from LFG; gas used down the pipeline for vehicle fuel |  | 2.16 | Arkansas Oklahoma Gas Corporation | Cambrian Energy Development LLC; Morrow Renewables, LLC | 0.1891 | 0.0187
1006026 | 2052 | Fort Smith SLF | AR | City of Fort Smith | Sebastian | Public | City of Fort Smith Department of Sanitation, AR | 8552007 | 2013 | Yes | 3.312 | 0 | 180840-1 | Shutdown | Project #2, Expansion #1 | 2009-01-01 | High Btu | Upgraded LFG | Physical solvent process with patented enhancements to remove CO2, H2O, H2S, siloxanes, and other impurities from LFG; gas used down the pipeline for vehicle fuel |  | 1.152 | Arkansas Oklahoma Gas Corporation | Cambrian Energy Development LLC; Morrow Renewables, LLC | 0 | 0
1006026 | 2052 | Fort Smith SLF | AR | City of Fort Smith | Sebastian | Public | City of Fort Smith Department of Sanitation, AR | 8552007 | 2013 | Yes | 3.312 | 0 | 180840-2 | Operational | Project #1, De-Expansion #1 | 2014-01-01 | High Btu | Upgraded LFG | Physical solvent process with patented enhancements to remove CO2, H2O, H2S, siloxanes, and other impurities from LFG; gas used down the pipeline for vehicle fuel |  | 0.64 | Arkansas Oklahoma Gas Corporation | Cambrian Energy Development LLC; Morrow Renewables, LLC | 0.056 | 0.0055
1004543 | 2093 | Little Rock City SW Landfill | AR | Little Rock | Pulaski | Public | City of Little Rock, AR | 2000000 | 2007 | Yes | 0.576 | 0 | 180152-0 | Operational | Project #1 | 2008-04-01 | Direct Thermal | Direct | LFG burned in (2) rotary kilns to heat clay, which is used in the manufacturing of aluminum sulfate, ~1.1 mile pipeline |  | 0.576 | GEO Specialty Chemicals | Johnson Controls, Inc. | 0.0504 | 0.005
1003406 | 2282 | Tontitown Landfill | AR | Springdale | Washington | Private | Waste Management, Inc. | 3500000 | 2003 | Yes | 1.74 |  | 180372-0 | Operational | Project #1 | 2010-11-01 | Reciprocating Engine | Electricity | (5) 800-kW Caterpillar 3516s | 4 |  | Ozarks Electric Cooperative | WM Renewable Energy, LLC | 0.1807 | 0.0151
1007896 | 2043 | Two Pine Landfill | AR | North Little Rock | Pulaski | Private | Waste Management, Inc. | 11416200 | 2014 | Yes | 2.57 |  | 167128-0 | Operational | Project #1 | 2006-10-01 | Reciprocating Engine | Electricity | (6) 1,425 horsepower Caterpillar 3516 engines at 800 kW each | 4.8 | 2.45 | North Little Rock Electric Department | WM Renewable Energy, LLC | 0.2169 | 0.0182
1003683 | 1787 | City of Glendale Municipal Landfill | AZ | Glendale | Maricopa | Public | City of Glendale, AZ | 5000000 | 2001 | Yes | 1.42 |  | 101840-0 | Operational | Project #1 | 2010-01-30 | Reciprocating Engine | Electricity | (2) GE-Jenbacher 420 engines | 2.8 |  | APS (Arizona Public Service) | Tetra Tech BAS | 0.1265 | 0.0106
1002799 | 1770 | Los Reales Landfill | AZ | Tucson | Pima | Public | City of Tucson, AZ | 15917000 | 2008 | Yes | 1.43 |  | 101803-0 | Shutdown | Project #1 | 1999-12-15 | Steam Turbine | Electricity | coal, oil, natural gas co-fired utility boiler | 6 |  | Tucson Electric Power Company | Biogas Energy Solutions, LLC | 0 | 0
1002799 | 1770 | Los Reales Landfill | AZ | Tucson | Pima | Public | City of Tucson, AZ | 15917000 | 2008 | Yes | 1.43 |  | 101803-1 | Operational | Project #1, De-Expansion #1 | 2009-01-01 | Steam Turbine | Electricity | coal, oil, natural gas co-fired utility boiler | 2.4 |  | Tucson Electric Power Company | Biogas Energy Solutions, LLC | 0.1084 | 0.0091
1000031 | 1786 | Northwest Regional MSW Landfill | AZ | Surprise | Maricopa | Private | Waste Management, Inc. | 10505502 | 2009 | Yes | 1.9 |  | 101839-0 | Operational | Project #1 | 2012-08-01 | Reciprocating Engine | Electricity |  | 3.2 |  | Arizona Public Service (APS) | WM Renewable Energy, LLC | 0.1446 | 0.0121
| 36 | Acme LF | CA | Martinez | Contra Costa | Private | Acme Fill Corporation | 10800000 | 2002 | Yes | 1.8 |  | 180209-0 | Operational | Project #2 | 1999-01-01 | Cogeneration | Electricity | IC engine | 1.9 |  | Central Contra Costa Sanitary District | Acme Fill Corporation | 0.0858 | 0.0072
| 36 | Acme LF | CA | Martinez | Contra Costa | Private | Acme Fill Corporation | 10800000 | 2002 | Yes | 1.8 |  | 180234-0 | Operational | Project #3 | 2003-08-01 | Microturbine | Electricity | 4 70kW Ingersoll-Rand microturbines | 0.28 | 0.216 |  | Bulldog Power | 0.0127 | 0.0011
| 36 | Acme LF | CA | Martinez | Contra Costa | Private | Acme Fill Corporation | 10800000 | 2002 | Yes | 1.8 |  | 91-0 | Operational | Project #1 | 1982-01-01 | Boiler | Direct |  |  | 1.5 | Central Contra Costa Sanitary District | Acme Fill Corporation | 0.1313 | 0.013
1004335 | 349 | All Purpose Landfill | CA | Santa Clara | Santa Clara | Public | City of Santa Clara | 3500000 |  | Yes | 0.403 |  | 180957-0 | Operational | Project #2 | 2009-12-18 | Microturbine | Electricity | (3) Ingersoll-Rand 250-kW microturbines | 0.75 | 0.34 | Silicon Valley Power, City of Santa Clara, CA | Ameresco, Inc. | 0.0339 | 0.0028
1007699 | 39 | Altamont Landfill & Resource Recovery Facility | CA | Livermore | Alameda | Private | Waste Management, Inc. | 57857143 | 2009 | Yes | 8.33 |  | 180271-0 | Operational | Project #2 | 2002-09-15 | Reciprocating Engine | Electricity | 2 Deutz engines (nameplate 1.35 MW each), capable of producing 17.5 MMBtu/hr each, using 1000 scfm of LFG | 2.7 | 1.44 | Altamont SLF | WM Energy Solutions, Inc. | 0.122 | 0.0102
1007699 | 39 | Altamont Landfill & Resource Recovery Facility | CA | Livermore | Alameda | Private | Waste Management, Inc. | 57857143 | 2009 | Yes | 8.33 |  | 180977-0 | Operational | Project #3 | 2009-09-01 | Renewable LNG | Upgraded LFG | System's multi-step process includes compression, chilling, adsorption, and membranes to remove impurities, cleaned LFG is then cooled to -260 deg F to create 13,000 gal/day LNG for garbage trucks |  | 3.6 | Waste Management, Inc. | High Mountain Fuels | 0.3152 | 0.0437
1007699 | 39 | Altamont Landfill & Resource Recovery Facility | CA | Livermore | Alameda | Private | Waste Management, Inc. | 57857143 | 2009 | Yes | 8.33 |  | 95-0 | Operational | Project #1 | 1989-01-01 | Gas Turbine | Electricity | 2 Solar Centaur units (nameplate 3.1 MW each) installed in 1988 | 6.2 |  | Pacific Gas and Electric Company (PG&E) | WM Renewable Energy, LLC | 0.2801 | 0.0235
| 51 | Austin Road Landfill | CA | Manteca | San Joaquin | Private | Republic Services, Inc. | 7354000 | 2002 | Yes | 0.5 | 0 | 107-0 | Operational | Project #1 | 1985-01-01 | Reciprocating Engine | Electricity |  | 0.8 |  | Pacific Gas and Electric Company (PG&E) | Covanta Energy | 0.0361 | 0.003
1000046 | 55 | Badlands SLF | CA | Moreno Valley | Riverside | Public | Riverside County, CA | 4081500 | 2002 | Yes | 1.31 | 0 | 111-0 | Operational | Project #1 | 2001-02-01 | Reciprocating Engine | Electricity |  | 1.1 | 0.576 | Riverside Public Utilities | Riverside County, CA | 0.0497 | 0.0042
1005092 | 56 | Bailard LF | CA | Oxnard | Ventura | Public | Ventura Regional Sanitation District, CA | 4336609 |  | Yes | 1.09 |  | 408-0 | Operational | Combination Project (Santa Clara LFG Project) | 1984-12-15 | Reciprocating Engine | Electricity |  | 5.1 |  | Southern California Edison (SCE) Company | Covanta Energy | 0.2304 | 0.0193
1011449 | 72 | BKK Landfill-Phases I & II | CA | West Covina | Los Angeles | Private | BKK Corporation | 45700000 |  | Yes |  |  | 128-0 | Operational | Project #2 | 1992-01-01 | Steam Turbine | Electricity |  | 6 |  | Anaheim Public Utilities |  | 0.2711 | 0.0227
1011449 | 72 | BKK Landfill-Phases I & II | CA | West Covina | Los Angeles | Private | BKK Corporation | 45700000 |  | Yes |  |  | 180224-0 | Shutdown | Project #1 | 1985-01-01 | Gas Turbine | Electricity |  | 4.3 |  | Southern California Edison (SCE) Company |  | 0 | 0
1011449 | 72 | BKK Landfill-Phases I & II | CA | West Covina | Los Angeles | Private | BKK Corporation | 45700000 |  | Yes |  |  | 180224-1 | Operational | Project #1, Replacement | 1997-01-01 | Gas Turbine | Electricity | Solar Taurus 60 | 4.9 |  | Pasadena Water and Power |  | 0.2214 | 0.0185
1007951 | 78 | Bradley Landfill | CA | Sun Valley | Los Angeles | Private | Waste Management, Inc. | 33000000 | 2005 | Yes | 6.39 |  | 180317-0 | Operational | Project #2 | 2003-10-01 | Reciprocating Engine | Electricity | 5 generators, each rated at 1.35 MW | 6.75 |  | Bradley Landfill; Los Angeles Department of Water & Power (LADWP) | WM Energy Solutions, Inc. | 0.305 | 0.0255
1006221 | 83 | Buena Vista Drive SLF | CA | Watsonville | Santa Cruz | Public | Santa Cruz County, CA | 2040000 | 2001 | Yes | 1.58 |  | 166996-0 | Operational | Project #2 | 2006-02-02 | Reciprocating Engine | Electricity | (3) 1,060 kW spark-ignited, turbocharged, after-cooled GE Jenbacher engines total, expected minimum availability of 90% | 3.18 | 1.54 | Alameda Municipal Power; City of Palo Alto, CA | Ameresco, Inc. | 0.1437 | 0.012
1007600 | 84 | Burbank LF Site No. 3 | CA | Burbank | Los Angeles | Public | City of Burbank, CA | 2000000 |  | Yes | 0.543 |  | 180858-0 | Operational | Project #3 | 2005-04-01 | Microturbine | Electricity | (10) 30 kW Capstone microturbines and (1) 250 kW Ingersoll-Rand microturbine | 0.55 |  | Burbank Water & Power | Burbank Water & Power | 0.0248 | 0.0021
1003599 | 87 | Calabasas SLF | CA | Agoura Hills | Los Angeles | Public | Sanitation Districts of Los Angeles County, CA | 23410000 | 2009 | Yes | 6.39 |  | 180901-0 | Operational | Project #2 | 2010-07-12 | Gas Turbine | Electricity | (3) Solar Mercury 50 turbines | 13.8 |  | Sanitation Districts of Los Angeles County, CA | Sanitation Districts of Los Angeles County, CA | 0.6235 | 0.0522
1010207 | 90 | California Street LF | CA | Redlands | San Bernardino | Public | City of Redlands, CA | 960000 |  | Yes | 1.5 |  | 146-0 | Operational | Project #1 | 2003-01-01 | Reciprocating Engine | Electricity | 1 Deutz engine | 1 | 0.432 |  | City of Redlands, CA | 0.0452 | 0.0038
1002992 | 105 | Chiquita Canyon SLF | CA | Castaic | Los Angeles | Private | Waste Connections, Inc. | 18680000 | 2004 | Yes | 6.73 |  | 161-0 | Operational | Project #1 | 2010-11-23 | Gas Turbine | Electricity | (2) Solar Mercury 50 turbines | 6 | 3.9 | Southern California Public Power Authority (SCPPA) | Ameresco, Inc. | 0.2711 | 0.0227
1006960 | 264 | City of Sacramento Landfill | CA | Sacramento | Sacramento | Public | City of Sacramento, CA | 3900000 |  | Yes | 1.16 |  | 323-0 | Operational | Project #1 | 1990-01-01 | Boiler | Direct | fuel for almond grower's boilers |  | 1.6 | California Almond Growers Exchange (CAGE) |  | 0.1401 | 0.0138
1000339 | 271 | City of Santa Cruz SLF | CA | Santa Cruz | Santa Cruz | Public | City of Santa Cruz, CA | 3024722 | 2009 | Yes | 0.801 |  | 181024-0 | Operational | Project #2 | 2009-11-23 | Reciprocating Engine | Electricity | (1) Caterpillar 3520 engine | 1.6 |  | Sacramento Municipal Utility District (SMUD) | Fortistar Methane Group | 0.0723 | 0.0061
| 350 | Coastal LF | CA | Oxnard | Ventura | Public | Ventura County, CA | 3300000 |  | Yes | 1.8 |  | 408-0 | Operational | Combination Project (Santa Clara LFG Project) | 1984-12-15 | Reciprocating Engine | Electricity |  | 5.1 |  | Southern California Edison (SCE) Company | Covanta Energy | 0.2304 | 0.0193
1006322 | 122 | Cold Canyon LF Solid Waste Disposal Site | CA | San Luis Obispo | San Luis Obispo | Private | Waste Connections, Inc. | 2254575 | 2002 | Yes | 1.18 |  | 178-0 | Operational | Project #1 | 1999-01-01 | Boiler | Direct | LFG piped 2 miles to oilfield to fuel steam generators, the steam is used to increase the productivity of the oil wells, LFG providing 20% of fuel needs |  | 1.008 | Plains Exploration and Production Company |  | 0.0882 | 0.0087
1006322 | 122 | Cold Canyon LF Solid Waste Disposal Site | CA | San Luis Obispo | San Luis Obispo | Private | Waste Connections, Inc. | 2254575 | 2002 | Yes | 1.18 |  | 200730-0 | Operational | Project #2 | 2013-07-31 | Reciprocating Engine | Electricity | (1) 1.6-MW G3520 CAT engine | 1.6 |  | Pacific Gas and Electric Company (PG&E) | Toro Energy, Inc. | 0.0723 | 0.0061
1004691 | 124 | Colton Sanitary Landfill | CA | Colton | San Bernardino | Public | San Bernardino County, CA | 4427243 | 2002 | Yes | 1.66 | 0.796 | 180-0 | Operational | Project #1 | 2003-03-01 | Microturbine | Electricity |  | 1.2 | 0.864 | Southern California Edison (SCE) Company | Algonquin Power Corporation | 0.0542 | 0.0045
1000369 | 342 | Corona Disposal Site | CA | Corona | Riverside | Public | Riverside County, CA | 4000000 |  | Yes | 0.281 | 0 | 402-0 | Operational | Project #1 | 1986-03-04 | Reciprocating Engine | Electricity |  | 0.6 |  | Southern California Edison (SCE) Company | City of Corona, CA | 0.0271 | 0.0023
1007693 | 147 | El Sobrante SLF | CA | Corona | Riverside | Private | Waste Management, Inc. | 12500000 | 2004 | Yes | 5.27 | 3.11 | 203-0 | Operational | Project #1 | 2004-04-01 | Reciprocating Engine | Electricity | 3 IC Deutz engines @ 500 scfm and 1.35 MW each | 4.05 | 2.16 | Southern California Edison (SCE) Company | WM Energy Solutions, Inc. | 0.183 | 0.0153
1007198 | 153 | Foothill Sanitary Landfill, Inc. | CA | Linden | San Joaquin | Public | San Joaquin County, CA | 2460000 | 2005 | Yes | 2.16 |  | 210-0 | Operational | Project #1 | 2014-04-24 | Reciprocating Engine | Electricity | (2) GE Jenbacher engines | 3.6 | 1.55 | Silicon Valley Power, City of Santa Clara, CA | Ameresco, Inc. | 0.1626 | 0.0136
1004010 | 11120 | Forward Landfill | CA | Manteca | San Joaquin | Private | Republic Services, Inc. |  |  | Yes | 2.76 |  | 180955-0 | Operational | Project #1 | 2014-02-22 | Reciprocating Engine | Electricity | (2) GE Jenbacher 2.1-MW engines | 3.4 | 1.55 | Silicon Valley Power, City of Santa Clara, CA | Ameresco, Inc. | 0.1536 | 0.0129
1002107 | 62 | Frank R. Bowerman SLF | CA | Irvine | Orange | Public | County of Orange - OC Waste & Recycling, CA | 43000000 | 2012 | Yes | 10.75 |  | 181105-0 | Operational | Project #2 | 2016-03-29 | Reciprocating Engine | Electricity | (7) Caterpillar internal combustion engines | 22.4 | 10.75 | Anaheim Public Utilities | Montauk Energy Capital | 1.012 | 0.0847
1007837 | 164 | Guadalupe Rubbish Disposal Facility | CA | San Jose | Santa Clara | Private | Waste Management, Inc. | 7100000 | 2005 | Yes | 2.89 |  | 221-0 | Operational | Project #1 | 1984-01-01 | Reciprocating Engine | Electricity | Plant #1: Three 750 HP engines driving 525 kW generators; Plant #2: One 1500 HP engine driving an 1100 kW generator | 2.675 | 1.5 | Pacific Gas and Electric Company (PG&E) |  | 0.1209 | 0.0101
| 335 | Industry Hills Sheraton Resort | CA | Industry Hills | Los Angeles | Public | City of Industry | 3600000 |  | Yes | 0.38 | 0.19 | 180354-0 | Operational | Project #2 | 2003-09-01 | Cogeneration | Electricity | 1 MW Jenbacher 320 reciprocating engine running on 50% LFG (2,100 MMBtu/month), 50% NG, waste heat recovery to make hot water for the CC | 0.5 | 0.19 | Industry Hills Recreation and Conference Center |  | 0.0226 | 0.0019
1007128 | 182 | Johnson Canyon SLF | CA | Gonzales | Monterey | Public | Salinas Valley Solid Waste Authority, CA | 430000 | 2002 | Yes | 0.702 |  | 239-0 | Operational | Project #1 | 2013-05-12 | Reciprocating Engine | Electricity | (1) GE Jenbacher engine | 1.4 | 0.53 | City of Palo Alto, CA | Ameresco, Inc. | 0.0633 | 0.0053
1004011 | 184 | Keller Canyon LF | CA | Pittsburg | Contra Costa | Private | Republic Services, Inc. | 3500000 | 2002 | Yes | 3.31 | 0.94 | 241-0 | Operational | Project #1 | 2009-08-01 | Reciprocating Engine | Electricity | (2) GE Jenbacher engines | 3.8 | 1.63 | Alameda Municipal Power; City of Palo Alto, CA | Ameresco, Inc. | 0.1717 | 0.0144
1004037 | 265 | Kiefer LF | CA | Sloughhouse | Sacramento | Public | Sacramento County, CA | 27000000 | 2013 | Yes | 10.368 | 2.416 | 324-0 | Operational | Project #1 | 1999-01-01 | Reciprocating Engine | Electricity | 3 Caterpillar 3616 engines | 9 | 4.752 | Sacramento Municipal Utility District (SMUD) | Aria Energy | 0.4066 | 0.034
1004037 | 265 | Kiefer LF | CA | Sloughhouse | Sacramento | Public | Sacramento County, CA | 27000000 | 2013 | Yes | 10.368 | 2.416 | 324-1 | Operational | Project #1, Expansion #1 | 2006-01-01 | Reciprocating Engine | Electricity | 2 Caterpillar 3616 engines | 6 | 3.2 | Sacramento Municipal Utility District (SMUD) | Aria Energy; DTE Biomass Energy | 0.2711 | 0.0227
1006107 | 201 | Lopez Canyon SLF | CA | Sylmar | Los Angeles | Public | City of Los Angeles, Bureau of Sanitation, CA | 16691000 |  | Yes | 2.79 |  | 258-0 | Operational | Project #1 | 1999-01-05 | Reciprocating Engine | Electricity | (2) 3616 Caterpillar engines | 6 | 2.67 | Target Corporation |  | 0.2711 | 0.0227
| 336 | Marsh Road LF | CA | Menlo Park | San Mateo | Public | City of Menlo Park, CA | 5000000 |  | Yes | 1.15 |  | 396-0 | Shutdown | Project #1 | 1983-01-01 | Reciprocating Engine | Electricity | (4) 750 HP Cooper-Superior 8G825 engines and 525 kW Kato generators | 2.1 | 1.15 | Pacific Gas and Electric Company (PG&E) |  | 0 | 0
| 336 | Marsh Road LF | CA | Menlo Park | San Mateo | Public | City of Menlo Park, CA | 5000000 |  | Yes | 1.15 |  | 396-1 | Operational | Project #1, De-Expansion #1 | 2009-01-01 | Reciprocating Engine | Electricity | (3) 750 HP Cooper-Superior 8G825 engines and 525 kW Kato generators | 1.58 |  | Pacific Gas and Electric Company (PG&E) |  | 0.0714 | 0.006
1003918 | 338 | Mid-Valley Sanitary LF | CA | Rialto | San Bernardino | Public | San Bernardino County, CA | 15201000 | 2009 | Yes | 3.43 | 1.85 | 398-0 | Operational | Project #1 | 2003-03-01 | Reciprocating Engine | Electricity | (2) Deutz model TBG620V16K engine-generators | 2.52 | 1.58 | Riverside Public Utilities |  | 0.1139 | 0.0095
1006293 | 213 | Milliken SLF | CA | Ontario | San Bernardino | Public | San Bernardino County, CA | 13973400 |  | Yes | 2.24 | 0.3 | 270-0 | Operational | Project #1 | 2003-03-01 | Reciprocating Engine | Electricity | (2) engines | 2.2 | 1.94 | Riverside Public Utilities |  | 0.0994 | 0.0083
| 337 | Mission Hills | CA | Los Angeles | Los Angeles | Private | American Golf Corp.; Barclay Hollander | 21310000 |  | Yes | 4 |  | 166991-0 | Operational | Project #1 | 1984-01-01 | Combined Cycle | Electricity | 4.5-mile pipeline delivers LFG to (2) 14.5 MW combustion turbine generators fueled by 65% NG/35% LFG and (1) condensing steam turbine electric generator | 7.5 | 2.88 | UCLA Facilities Management |  | 0.3388 | 0.0284
1004550 | 217 | Monterey Peninsula SLF | CA | Marina | Monterey | Public | Monterey Regional Waste Management District, CA | 6900000 | 2006 | Yes | 1.92 | 0 | 274-0 | Shutdown | Project #1 | 1983-01-01 | Reciprocating Engine | Electricity | Original project: 2 Waukesha engine generators | 1.2 |  | Monterey Peninsula SLF; Pacific Gas and Electric Company (PG&E) | Biogas Energy Solutions, LLC | 0 | 0
1004550 | 217 | Monterey Peninsula SLF | CA | Marina | Monterey | Public | Monterey Regional Waste Management District, CA | 6900000 | 2006 | Yes | 1.92 | 0 | 274-1 | Shutdown | Project #1, Expansion #1 | 1994-01-01 | Reciprocating Engine | Electricity | Expansion: (1) Caterpillar 3516 | 0.8 |  | Monterey Peninsula SLF; Pacific Gas and Electric Company (PG&E) | Biogas Energy Solutions, LLC | 0 | 0
1004550 | 217 | Monterey Peninsula SLF | CA | Marina | Monterey | Public | Monterey Regional Waste Management District, CA | 6900000 | 2006 | Yes | 1.92 | 0 | 274-2 | Shutdown | Project #1, Expansion #2 | 1997-01-01 | Reciprocating Engine | Electricity | Expansion: GE-Jenbacher 320 engine | 0.987 |  | Monterey Regional Waste Management District, CA; Pacific Gas and Electric Company (PG&E) | Biogas Energy Solutions, LLC | 0 | 0
1004550 | 217 | Monterey Peninsula SLF | CA | Marina | Monterey | Public | Monterey Regional Waste Management District, CA | 6900000 | 2006 | Yes | 1.92 | 0 | 274-3 | Operational | Project #1, Expansion #3 | 1998-01-01 | Reciprocating Engine | Electricity | Replacement: GE-Jenbacher 320 engine replaced an original Waukesha engine. | 0.987 |  | Monterey Regional Waste Management District, CA | Biogas Energy Solutions, LLC | 0.0446 | 0.0037
1004550 | 217 | Monterey Peninsula SLF | CA | Marina | Monterey | Public | Monterey Regional Waste Management District, CA | 6900000 | 2006 | Yes | 1.92 | 0 | 274-4 | Operational | Project #1, Expansion #4 | 2002-01-01 | Reciprocating Engine | Electricity | Replacement: GE-Jenbacher 320 engine replaced an original Waukesha engine. | 1.057 |  | Monterey Regional Waste Management District, CA | Biogas Energy Solutions, LLC | 0.0478 | 0.004
1004550 | 217 | Monterey Peninsula SLF | CA | Marina | Monterey | Public | Monterey Regional Waste Management District, CA | 6900000 | 2006 | Yes | 1.92 | 0 | 274-5 | Operational | Project #1, Expansion #5 | 2006-01-01 | Cogeneration | Electricity | Replacement: (1) Caterpillar 3520 replaced Caterpillar 3516 | 1.6 |  | Monterey Regional Waste Management District, CA | Biogas Energy Solutions, LLC | 0.0723 | 0.0061
1004550 | 217 | Monterey Peninsula SLF | CA | Marina | Monterey | Public | Monterey Regional Waste Management District, CA | 6900000 | 2006 | Yes | 1.92 | 0 | 274-6 | Operational | Project #1, Expansion #6 | 2009-01-01 | Reciprocating Engine | Electricity | Replacement: GE-Jenbacher 420 replaced GE-Jenbacher 320 | 1.4 |  | Monterey Regional Waste Management District, CA | Biogas Energy Solutions, LLC | 0.0633 | 0.0053
1004052 | 220 | Neal Road LF | CA | Paradise | Butte | Public | Butte County, CA | 2491218 | 2009 | Yes | 0.747 |  | 277-0 | Operational | Project #1 | 2013-02-13 | Reciprocating Engine | Electricity | (1) GE Jenbacher 420 engine | 1.4 | 0.85 | Alameda Municipal Power | Ameresco, Inc. | 0.0633 | 0.0053
1006179 | 225 | Newby Island SLF Phases I, II, & III | CA | Milpitas | Santa Clara | Private | Republic Services, Inc. | 22330000 | 2005 | Yes | 3.43 |  | 101858-0 | Operational | Project #2 | 2003-06-01 | Reciprocating Engine | Electricity | LFG is piped to the WWTP where it is mixed with digester gas and used in 17 engines for electricity and air supply at the WWTP | 1.22 | 0.6235 | San Jose WWTP |  | 0.0551 | 0.0046
1006179 | 225 | Newby Island SLF Phases I, II, & III | CA | Milpitas | Santa Clara | Private | Republic Services, Inc. | 22330000 | 2005 | Yes | 3.43 |  | 180113-0 | Operational | Project #1 | 1984-01-01 | Reciprocating Engine | Electricity | Plant #1: Four 750 HP engines driving 525 kW generators | 2 | 1.0195 | Pacific Gas and Electric Company (PG&E) |  | 0.0904 | 0.0076
1006179 | 225 | Newby Island SLF Phases I, II, & III | CA | Milpitas | Santa Clara | Private | Republic Services, Inc. | 22330000 | 2005 | Yes | 3.43 |  | 180113-1 | Operational | Project #1, Expansion #1 | 1989-01-01 | Reciprocating Engine | Electricity | Plant #2: Three 1500 HP engines driving 1100 kW generators | 3.3 | 1.6805 | Pacific Gas and Electric Company (PG&E) |  | 0.1491 | 0.0125
1002320 | 232 | Olinda Alpha SLF | CA | Brea | Orange | Public | County of Orange - OC Waste & Recycling, CA | 61700000 | 2012 | Yes | 13.824 |  | 181049-0 | Operational | Project #3 | 2012-06-28 | Combined Cycle | Electricity | 2-train, 2-stage siloxane removal system; (4) Solar turbines each with a Rentech HRSG to capture waste exhaust heat to supply steam to a single Dresser Rand steam turbine generator for 45% project efficiency; post-combustion SCR to control N2O | 20.5 | 11 | Anaheim Public Utilities | Broadrock Renewables LLC | 0.9262 | 0.0775
1002320 | 232 | Olinda Alpha SLF | CA | Brea | Orange | Public | County of Orange - OC Waste & Recycling, CA | 61700000 | 2012 | Yes | 13.824 |  | 290-0 | Operational | Project #1 | 1984-10-25 | Reciprocating Engine | Electricity | (3) Superior 1,750-kW engines | 5.625 | 2.66 | Anaheim Public Utilities | Brea Parties | 0.2541 | 0.0213
| 2162 | Operating Industries, Inc. LF (OII) | CA | Monterey Park | Los Angeles | Private | Operating Industries, Inc. | 29920000 |  | Yes | 3.34 | 2.98 | 180235-0 | Operational | Project #1 | 2002-08-12 | Microturbine | Electricity | 6 Ingersoll-Rand microturbines rated at 70 kW each | 0.42 | 0.36 | Operating Industries, Inc. LF (OII) | New Cure, Inc. | 0.019 | 0.0016
| 233 | Orange Avenue Disposal Inc. | CA | Fresno | Fresno | Private | The Caglia Family | 1000000 | 2004 | Yes |  |  | 291-0 | Operational | Project #1 | 2016-04-15 | Reciprocating Engine | Electricity |  |  |  | Valley Materials Recovery Facility | Caglia Environmental | 0 | 0
1008030 | 236 | Otay LF | CA | Chula Vista | San Diego | Private | Republic Services, Inc. | 19892000 | 2005 | Yes | 7.89 |  | 294-0 | Operational | Project #1 | 1986-01-01 | Reciprocating Engine | Electricity | 2 or 4 Cooper-Superior model 16SGTA lean-burn engine-generator sets with 1,850 kW capacity (2,650 hp) | 3.7 | 1.61 | San Diego Gas & Electric Company | Toro Energy, Inc. | 0.1672 | 0.014
1008030 | 236 | Otay LF | CA | Chula Vista | San Diego | Private | Republic Services, Inc. | 19892000 | 2005 | Yes | 7.89 |  | 294-1 | Operational | Project #1, Expansion #1 | 2013-08-01 | Reciprocating Engine | Electricity | (2) Caterpillar 3520 engines | 3.2 |  |  | Toro Energy, Inc. | 0.1446 | 0.0121
1007112 | 238 | Ox Mountain SLF | CA | Half Moon Bay | San Mateo | Private | Republic Services, Inc. | 9128242 | 2001 | Yes | 5.27 |  | 296-0 | Operational | Project #1 | 2009-04-01 | Reciprocating Engine | Electricity | (6) GE Jenbacher 1.92-MW JGS 616 GS-LL engines in all, using GE's temperature swing adsorption (TSA) | 9.7 | 4.8 | Alameda Municipal Power; City of Palo Alto, CA | Ameresco, Inc. | 0.4382 | 0.0367
1005865 | 332 | Palo Alto LF | CA | Palo Alto | Santa Clara | Public | City of Palo Alto, CA | 2700000 |  | Yes | 0.282 |  | 180864-0 | Operational | Project #2 | 2005-08-01 | Direct Thermal | Direct | sewage sludge drying operations at WWTP, LFG used in place of NG |  | 0.648 | Palo Alto Regional Water Quality Control Plant |  | 0.0567 | 0.0056
1003361 | 1780 | Palos Verdes Landfill | CA | Rolling Hills Estates | Los Angeles | Public | Sanitation Districts of Los Angeles County, CA | 23600000 |  | Yes | 8.17 |  | 101831-0 | Operational | Project #1 | 1988-05-20 | Steam Turbine | Electricity | 1988 steam plant rated at 12 MWe | 6 |  | Southern California Edison (SCE) Company | Sanitation Districts of Los Angeles County, CA | 0.2711 | 0.0227
1007345 | 250 | Potrero Hills SLF | CA | Suisun City | Solano | Private | Waste Connections, Inc. | 4514000 | 2002 | Yes | 5.04 |  | 309-0 | Operational | Project #1 | 2016-04-30 | Reciprocating Engine | Electricity | (5) Caterpillar lean-burn 3520 engines, advanced environmental controls to reduce sulfur content prior to combustion and post-combustion catalytic reduction | 7 |  | Pacific Gas and Electric Company (PG&E) | DTE Biomass Energy | 0.3163 | 0.0265
1002106 | 251 | Prima Deshecha SLF | CA | San Juan Capistrano | Orange | Public | County of Orange - OC Waste & Recycling, CA | 22300000 | 2012 | Yes | 2.96 | 0 | 310-0 | Operational | Project #1 | 1999-06-01 | Reciprocating Engine | Electricity | (2) Caterpillar 3616 engines (3,150 kW each) | 5.5 | 2.96 | San Diego Gas & Electric Company | Fortistar Methane Group | 0.2485 | 0.0208
1003199 | 352 | Puente Hills LF | CA | Whittier | Los Angeles | Public | Sanitation Districts of Los Angeles County, CA | 123000000 | 2009 | Yes | 45.05 |  | 180284-0 | Operational | Project #5, WWTP | 2006-01-01 | Reciprocating Engine | Electricity | (3) Caterpillar 3616 engines can burn up to 25% NG with LFG | 5 | 2.79 | Sanitation Districts of Los Angeles County, CA | Sanitation Districts of Los Angeles County, CA | 0.2259 | 0.0189
1003199 | 352 | Puente Hills LF | CA | Whittier | Los Angeles | Public | Sanitation Districts of Los Angeles County, CA | 123000000 | 2009 | Yes | 45.05 |  | 412-0 | Operational | Project #1, Gas Turbines | 1983-11-22 | Gas Turbine | Electricity | 1 Centaur unit installed in 1982 | 2.8 | 1.8 | Southern California Edison (SCE) Company | Sanitation Districts of Los Angeles County, CA | 0.1265 | 0.0106
1003199 | 352 | Puente Hills LF | CA | Whittier | Los Angeles | Public | Sanitation Districts of Los Angeles County, CA | 123000000 | 2009 | Yes | 45.05 |  | 414-0 | Operational | Project #3, Steam Cycle Plant | 1986-08-08 | Steam Turbine | Electricity | 2 boilers to steam turbine | 50 | 33.1 | Southern California Edison (SCE) Company | Sanitation Districts of Los Angeles County, CA | 2.259 | 0.1891
1005042 | 54 | Recology Hay Road LF | CA | Vacaville | Solano | Private | Recology | 1416000 | 2005 | Yes | 0.803 |  | 110-0 | Operational | Project #1 | 2013-07-02 | Reciprocating Engine | Electricity |  | 1.6 |  | Marin Clean Energy (MCE) | G2 Energy, LLC | 0.0723 | 0.0061
1004745 | 1976 | Recology Ostrom Road LF | CA | Wheatland | Yuba | Private | Recology | 2000000 | 2004 | Yes |  |  | 167060-0 | Operational | Project #1 | 2009-01-09 | Reciprocating Engine | Electricity | (1) Caterpillar G3520C genset | 1.6 | 0.79 |  | G2 Energy, LLC | 0.0723 | 0.0061
1004745 | 1976 | Recology Ostrom Road LF | CA | Wheatland | Yuba | Private | Recology | 2000000 | 2004 | Yes |  |  | 167060-1 | Operational | Project #1, Expansion #1 | 2013-09-11 | Reciprocating Engine | Electricity | (1) Caterpillar G3520C genset | 1.6 | 0.81 | Marin Clean Energy (MCE) | G2 Energy, LLC | 0.0723 | 0.0061
1006215 | 268 | San Marcos LF | CA | San Marcos | San Diego | Public | County of San Diego, CA | 11494445 |  | Yes | 1.88 |  | 327-0 | Operational | Project #1 | 1989-01-01 | Gas Turbine | Electricity | 2 recuperated gas turbines driving 933 kW generator; 2 Saturn units installed in 1988 | 1.7 | 1 | San Diego Gas & Electric Company |  | 0.0768 | 0.0064
| 348 | Santa Clara LF | CA | Oxnard | Ventura | Public | City of Oxnard | 2700000 |  | Yes | 0.6 | 0 | 408-0 | Operational | Combination Project (Santa Clara LFG Project) | 1984-12-15 | Reciprocating Engine | Electricity |  | 5.1 |  | Southern California Edison (SCE) Company | Covanta Energy | 0.2304 | 0.0193
1004882 | 113 | Santa Maria Regional Landfill | CA | Santa Maria | Santa Barbara | Public | City of Santa Maria, CA | 1651000 | 2002 | Yes | 0.77 | 0.338 | 169-0 | Operational | Project #1 | 2007-08-15 | Cogeneration | Electricity | GE-Jenbacher JGS320 engine | 1 | 0.432 | Marian Medical Center | Janechek & Associates | 0.0452 | 0.0038
1005782 | 116 | Savage Canyon LF | CA | Whittier | Los Angeles | Public | City of Whittier, CA | 1091000 | 2002 | Yes | 1.008 |  | 172-0 | Operational | Project #1 | 2006-08-01 | Cogeneration | Electricity | Reciprocating engine | 2 | 1.008 | Whittier Presbysterian Hospital | J&A Whittier, LLC | 0.0904 | 0.0076
1003198 | 274 | Scholl Canyon SLF | CA | Glendale | Los Angeles | Public | City of Glendale, CA | 28780000 | 2013 | Yes | 9.08 | 0.52 | 333-0 | Operational | Project #1 | 1994-07-01 | Steam Turbine | Electricity | 5.5-mile pipeline delivers LFG to be used at Grayson Power Plant for Boiler Steam - Turbine Units 3, 4, and/or 5 as an auxiliary fuel, LFG is mixed with the primary fuel, NG, to generate electricity | 8 | 8.56 | City of Glendale, CA | Palmer Capital Corporation | 0.3614 | 0.0303
1005910 | 344 | Shoreline LF at Mountain View | CA | Mountain View | Santa Clara | Public | City of Mountain View, CA | 11817000 |  | Yes | 1.3 |  | 180400-0 | Operational | Project #2 | 2004-12-01 | Microturbine | Electricity | (2) 70 kW Ingersoll-Rand microturbines | 0.14 | 0.086 | Shoreline LF at Mountain View | City of Mountain View, CA | 0.0063 | 0.0005
1005910 | 344 | Shoreline LF at Mountain View | CA | Mountain View | Santa Clara | Public | City of Mountain View, CA | 11817000 |  | Yes | 1.3 |  | 180401-0 | Operational | Project #3 | 2005-11-01 | Cogeneration | Electricity | 1.25-mi pipeline delivers processed gas to (3) 970-kW generators to power buildings, waste heat used in absorption chillers and to heat water, the total heat recovery for all 3 engines is ~25 MMBtu/hr | 2.91 |  | Alza Corporation; Pacific Gas and Electric Company (PG&E) |  | 0.1315 | 0.011
1007816 | 279 | Simi Valley LF | CA | Simi Valley | Ventura | Private | Waste Management, Inc. | 12442740 | 2004 | Yes | 5.49 | 4.19 | 180316-0 | Operational | Project #1 | 2004-04-01 | Reciprocating Engine | Electricity | (2) 1.35 MW Deutz engines installed for anticipated LNG equipment that didn't arrive | 2.7 | 1.3 | Southern California Edison (SCE) Company | WM Energy Solutions, Inc. | 0.122 | 0.0102
1004123 | 1929 | Sonoma County Central Disposal Site | CA | Petaluma | Sonoma | Public | Sonoma County, CA | 15000000 | 2002 | Yes |  |  | 166999-0 | Operational | Project #1 | 1994-03-01 | Reciprocating Engine | Electricity | (4) CAT 3516 engines installed in 1993 | 3.2 | 1.38 | Pacific Gas and Electric Company (PG&E) | Aria Energy | 0.1446 | 0.0121
1004123 | 1929 | Sonoma County Central Disposal Site | CA | Petaluma | Sonoma | Public | Sonoma County, CA | 15000000 | 2002 | Yes |  |  | 166999-1 | Operational | Project #1, Expansion #1 | 1996-06-01 | Reciprocating Engine | Electricity | 4 CAT 3516 engines installed in 1996 | 3.2 | 1.38 | Pacific Gas and Electric Company (PG&E) | Aria Energy | 0.1446 | 0.0121
1004123 | 1929 | Sonoma County Central Disposal Site | CA | Petaluma | Sonoma | Public | Sonoma County, CA | 15000000 | 2002 | Yes |  |  | 166999-2 | Operational | Project #1, Expansion #2 | 2003-03-01 | Reciprocating Engine | Electricity | 2 CAT 3516 engines | 1.1 | 0.2 | Pacific Gas and Electric Company (PG&E) | Aria Energy | 0.0497 | 0.0042
1004123 | 1929 | Sonoma County Central Disposal Site | CA | Petaluma | Sonoma | Public | Sonoma County, CA | 15000000 | 2002 | Yes |  |  | 180781-0 | Operational | Project #2 | 2009-09-30 | Renewable CNG | Upgraded LFG | LFG-to-CNG to fuel county buses; pilot scale project |  | 1.24 | Sonoma County, CA | SCS Engineers | 0.1086 | 0.0151
1003395 | 354 | Spadra LF | CA | Walnut | Los Angeles | Public | Sanitation Districts of Los Angeles County, CA | 17081720 |  | Yes | 5.23 |  | 418-0 | Operational | Project #1 | 1990-02-21 | Steam Turbine | Electricity | steam boiler power plant | 8.5 |  | Southern California Edison (SCE) Company | Sanitation Districts of Los Angeles County, CA | 0.384 | 0.0322
1003386 | 114 | Sunnyvale LF | CA | Sunnyvale | Santa Clara | Public | City of Sunnyvale, CA | 2300000 |  | Yes | 0.361 |  | 170-0 | Operational | Project #1 | 1998-01-01 | Reciprocating Engine | Electricity | LFG co-fired with WWTP digester gas; (2) 800-kW Caterpillar 3516 engine-generators combust 75% LFG/25% digester gas | 1.2 | 0.656 | City of Sunnyvale WWTP | City of Sunnyvale, CA | 0.0542 | 0.0045
1003679 | 286 | Sunshine Canyon Landfill | CA | Sylmar | Los Angeles | Private | Republic Services, Inc. | 35132654 | 2004 | Yes | 17.5 |  | 166995-0 | Operational | Project #2 | 2014-09-01 | Gas Turbine | Electricity | (5) Solar Mercury 50 CTG turbines, each at 43.28 MMBtu/hr and driving a nominal 4.9 MW electric generator | 20 | 12 | Pacific Gas and Electric Company (PG&E) | Aria Energy; DTE Biomass Energy | 0.9036 | 0.0757
1003680 | 287 | Sycamore SLF | CA | Santee | San Diego | Private | Republic Services, Inc. | 12761300 | 2004 | Yes | 4.39 |  | 347-0 | Operational | Project #1 | 1988-12-31 | Gas Turbine | Electricity | (2) 10.8 MMBtu/hr Saturn recuperated gas turbines driving 933 kW generators | 1.48 |  | San Diego Gas & Electric Company |  | 0.0669 | 0.0056
1003680 | 287 | Sycamore SLF | CA | Santee | San Diego | Private | Republic Services, Inc. | 12761300 | 2004 | Yes | 4.39 |  | 347-1 | Operational | Project #1, Expansion #1 | 2008-05-01 | Gas Turbine | Electricity | (1) 45 MMBtu/hr Centaur gas turbine | 3.3 |  | San Diego Gas & Electric Company |  | 0.1491 | 0.0125
1002634 | 289 | Tajiguas SLF | CA | Goleta | Santa Barbara | Public | Santa Barbara County, CA | 8000000 | 2005 | Yes | 1.82 | 0.316 | 349-0 | Operational | Project #1 | 2000-03-31 | Reciprocating Engine | Electricity | Caterpillar G3616 IC engine (rated at 4231 bhp) is prime mover that generates electrical energy via a Kato Model CO87-0546 electrical generator | 3.1 | 1.5 | Southern California Edison (SCE) Company | Fortistar Methane Group | 0.1401 | 0.0117
1004743 | 294 | Toland Road SLF | CA | Santa Paula | Ventura | Public | Ventura Regional Sanitation District, CA | 2700000 | 2002 | Yes | 1.11 |  | 354-0 | Operational | Project #1 | 2004-08-01 | Microturbine | Electricity | (1) 70 kW Ingersoll-Rand microturbine | 0.07 |  | Southern California Edison (SCE) Company; Toland Road SLF | Ventura Regional Sanitation District, CA | 0.0032 | 0.0003
1006089 | 343 | Toyon Canyon LF | CA | Los Angeles | Los Angeles | Public | City of Los Angeles, Bureau of Sanitation, CA | 16000000 |  | Yes |  | 0.39 | 403-0 | Shutdown | Project #1 | 1986-05-12 | Reciprocating Engine | Electricity |  | 10 |  | Southern California Edison (SCE) Company | US Renewables Group | 0 | 0
1006089 | 343 | Toyon Canyon LF | CA | Los Angeles | Los Angeles | Public | City of Los Angeles, Bureau of Sanitation, CA | 16000000 |  | Yes |  | 0.39 | 403-1 | Shutdown | Project #1, De-Expansion #1 | 2001-01-01 | Reciprocating Engine | Electricity |  | 9 |  | Southern California Edison (SCE) Company | US Renewables Group | 0 | 0
1006089 | 343 | Toyon Canyon LF | CA | Los Angeles | Los Angeles | Public | City of Los Angeles, Bureau of Sanitation, CA | 16000000 |  | Yes |  | 0.39 | 403-2 | Shutdown | Project #1, De-Expansion #2 | 2002-01-01 | Reciprocating Engine | Electricity |  | 4 | 2 | Southern California Edison (SCE) Company | US Renewables Group | 0 | 0
1006089 | 343 | Toyon Canyon LF | CA | Los Angeles | Los Angeles | Public | City of Los Angeles, Bureau of Sanitation, CA | 16000000 |  | Yes |  | 0.39 | 403-3 | Operational | Project #1, De-Expansion #3 | 2005-01-01 | Reciprocating Engine | Electricity | (2) engines operate on weekdays, only (1) operates on weekends | 3 | 1.48 | Southern California Edison (SCE) Company | US Renewables Group | 0.1355 | 0.0113
| 302 | Union Mine Disposal Site | CA | El Dorado | El Dorado | Public | El Dorado County, CA | 1000000 |  | Yes | 0.35 | 0.235 | 362-0 | Operational | Project #1 | 2004-01-01 | Microturbine | Electricity | (3) Ingersoll Rand microturbines rated at 70 kW each, electricity used to supplement the power used to run on-site wastewater treatment facility | 0.21 | 0.115 | El Dorado County, CA | El Dorado County, CA | 0.0095 | 0.0008
| 303 | University of California at Davis SLF | CA | Davis | Yolo | Private | University of California at Davis | 534000 |  | Yes |  |  | 363-0 | Operational | Project #1 | 2014-04-22 | Cogeneration | Electricity | Renewable Energy Anaerobic Digester (READ) project blends LFG with biogas from university's food/other waste AD to generate electricity from microturbines; AD will divert 20,000 tons/yr of waste; secondary product from AD is fertilizer and soil amendments | 0.14 |  | University of California at Davis | CleanWorld; University of California at Davis | 0.0063 | 0.0005
1007040 | 309 | Vasco Road SLF | CA | Livermore | Alameda | Private | Republic Services, Inc. | 13859578 | 2006 | Yes | 3.1 |  | 369-0 | Operational | Project #1 | 2014-02-22 | Reciprocating Engine | Electricity | (2) GE Jenbacher engines | 4.3 | 2.04 | Silicon Valley Power, City of Santa Clara, CA | Ameresco, Inc. | 0.1943 | 0.0163
1005195 | 320 | West Contra Costa SLF | CA | Richmond | Contra Costa | Private | Republic Services, Inc. | 14950000 | 2006 | Yes | 2.79 |  | 380-0 | Operational | Project #1 | 1985-01-01 | Reciprocating Engine | Electricity | (3) Waukesha engines | 2 |  | Alameda Municipal Power | West County Energy Recovery Corp. | 0.0904 | 0.0076
1005195 | 320 | West Contra Costa SLF | CA | Richmond | Contra Costa | Private | Republic Services, Inc. | 14950000 | 2006 | Yes | 2.79 |  | 380-1 | Operational | Project #1, Expansion #1 | 2010-01-01 | Reciprocating Engine | Electricity | Original (3) Waukesha engines (overhauled multiple times) still in place, original generators have been rebuilt or replaced which increased capacity from 675 kW each to 700-750 kW each | 0.15 |  | Alameda Municipal Power | West County Energy Recovery Corp. | 0.0068 | 0.0006
1005061 | 214 | West Miramar SLF | CA | San Diego | San Diego | Public | United States Navy | 45000000 | 2013 | Yes | 8.01 |  | 166990-0 | Operational | Project #2 | 1999-01-01 | Reciprocating Engine | Electricity | (4) 950-kW Caterpillar 3516 engines; most electricity is used on-site, balance sold to the grid | 3.3 |  | City of San Diego North City Water Reclamation Plant | Fortistar Methane Group | 0.1491 | 0.0125
1005061 | 214 | West Miramar SLF | CA | San Diego | San Diego | Public | United States Navy | 45000000 | 2013 | Yes | 8.01 |  | 271-0 | Operational | Project #1 | 1997-06-30 | Cogeneration | Electricity | plant with (8) 800-kW Caterpillar 3516 engines produces 6.4 MW of electricity, 10 mmBtu/hr of 180 F water, & 6 mmBtu/hr of chilled water (2.8 MW used onsite, balance sold to the grid) | 6.4 | 4.41 | City of San Diego Metro Biosolids Center; San Diego Gas & Electric Company | Fortistar Methane Group | 0.2892 | 0.0242
1005061 | 214 | West Miramar SLF | CA | San Diego | San Diego | Public | United States Navy | 45000000 | 2013 | Yes | 8.01 |  | 271-1 | Operational | Project #1, Expansion #1 | 2012-06-14 | Reciprocating Engine | Electricity | (2) Caterpillar G3520C engines provide 51% of MCAS' base energy load, new 6.5-mile power line delivers electricity to MCAS | 3.2 | 1.73 | Marine Corp Air Station Miramar (MCASM) | Fortistar Methane Group | 0.1446 | 0.0121
1006501 | 247 | Western Regional SLF | CA | Lincoln | Placer | Public | Western Placer Waste Management Authority | 3368000 | 2002 | Yes | 2.03 |  | 306-0 | Operational | Project #1 | 2004-07-01 | Reciprocating Engine | Electricity | 2 Caterpillar engines | 1.6 |  | City of Roseville, CA | CB&I; Energy 2001, Inc. | 0.0723 | 0.0061
1006501 | 247 | Western Regional SLF | CA | Lincoln | Placer | Public | Western Placer Waste Management Authority | 3368000 | 2002 | Yes | 2.03 |  | 306-1 | Operational | Project #1, Expansion #1 | 2008-03-01 | Reciprocating Engine | Electricity | 1 additional Caterpillar engine | 0.8 |  | City of Roseville, CA | Energy 2001, Inc. | 0.0361 | 0.003
1011371 | 327 | Yolo County Central LF | CA | Davis | Yolo | Public | Yolo County, CA | 5757000 | 2004 | Yes | 2 | 0.6 | 387-0 | Operational | Project #1 | 1997-03-01 | Reciprocating Engine | Electricity | (4) Caterpillar G399 at 600kW each, producing 1,500-2,000 kW with 250 kW parasitic drain | 1.75 | 1.4 | Sacramento Municipal Utility District (SMUD) | NEO Corporation | 0.0791 | 0.0066
1011371 | 327 | Yolo County Central LF | CA | Davis | Yolo | Public | Yolo County, CA | 5757000 | 2004 | Yes | 2 | 0.6 | 387-1 | Potential | Project #1, Expansion #1 |  | Reciprocating Engine | Electricity |  |  |  |  | Fortistar Methane Group | 0 | 0
1007709 | 1718 | Denver Arapahoe Disposal Site (DADS) | CO | Aurora | Arapahoe | Public | City of Denver, CO | 40840103 | 2009 | Yes | 2.56 |  | 6397-0 | Operational | Project #1 | 2008-09-01 | Reciprocating Engine | Electricity | (4) Caterpillar 3516 engines | 3.2 |  | Xcel Energy - Denver District Cooling | WM Renewable Energy, LLC | 0.1446 | 0.0121
1007700 | 1739 | Denver Regional Landfill (North) | CO | Erie | Weld | Private | Republic Services, Inc. | 6319775 | 1992 | Yes | 0.228 |  | 6416-0 | Operational | Combination Project | 2011-11-01 | Reciprocating Engine | Electricity | (2) CAT G3520 engines; 1.75 miles of pipeline collect LFG from the (3) landfills | 3.2 |  | United Power Cooperative | Aria Energy | 0.1446 | 0.0121
1005633 | 1737 | Denver Regional Landfill (South) | CO | Erie | Weld | Private | Waste Connections Inc. - Central Region | 7600000 | 2002 | Yes | 1.67 |  | 6416-0 | Operational | Combination Project | 2011-11-01 | Reciprocating Engine | Electricity | (2) CAT G3520 engines; 1.75 miles of pipeline collect LFG from the (3) landfills | 3.2 |  | United Power Cooperative | Aria Energy | 0.1446 | 0.0121
1003911 | 2277 | Front Range Landfill | CO | Erie | Boulder | Private | Waste Connections Inc. - Central Region |  |  | Yes | 0.774 |  | 6416-0 | Operational | Combination Project | 2011-11-01 | Reciprocating Engine | Electricity | (2) CAT G3520 engines; 1.75 miles of pipeline collect LFG from the (3) landfills | 3.2 |  | United Power Cooperative | Aria Energy | 0.1446 | 0.0121
| 363 | East Windsor LF | CT | Broad Brook | Hartford | Private | Manchester Methane | 837000 |  | Yes | 0.36158 |  | 427-0 | Operational | Project #1 | 2007-05-01 | Reciprocating Engine | Electricity | 2 Caterpillar engines | 3.2 |  | Connecticut Light & Power | Manchester Methane | 0.1446 | 0.0121
1002796 | 359 | Hartford LF | CT | Hartford | Hartford | Public | Connecticut Department of Energy & Environmental Protection | 6000000 | 2008 | Yes | 0.818 | 0.134 | 423-0 | Shutdown | Project #1 | 1998-01-01 | Reciprocating Engine | Electricity | 3 engines | 2.7 | 1.3 | Connecticut Light & Power | Fortistar Methane Group | 0 | 0
1002796 | 359 | Hartford LF | CT | Hartford | Hartford | Public | Connecticut Department of Energy & Environmental Protection | 6000000 | 2008 | Yes | 0.818 | 0.134 | 423-1 | Operational | Project #1, De-Expansion #1 | 2009-01-01 | Reciprocating Engine | Electricity | 2 engines | 1.9 | 0.684 | Connecticut Light & Power | Fortistar Methane Group | 0.0858 | 0.0072
1008010 | 362 | New Milford LF | CT | New Milford | Litchfield | Private | Waste Management, Inc. | 6700000 | 1995 | Yes | 0.829 | 0 | 180914-0 | Operational | Project #2 | 2008-05-15 | Reciprocating Engine | Electricity | (3) Caterpillar 3516s | 2.4 |  | Connecticut Light & Power | WM Renewable Energy, LLC | 0.1084 | 0.0091
1002010 | 1829 | Cherry Island Landfill | DE | Wilmington | New Castle | Public | Delaware Solid Waste Authority | 11846407 | 2009 | Yes | 7.2 | 0 | 181101-0 | Operational | Project #2 | 2013-01-01 | Cogeneration | Electricity | LFG piped 4 miles to chemical manufacturer for use in (2) 1,100 kWe C1100N6C CHP units; recovered heat used in boiler system | 2.2 |  | Croda Atlas Point | Cummins Power Generation | 0.0994 | 0.0083
1002183 | 1832 | Jones Crossroads Landfill | DE | Georgetown | Sussex | Public | Delaware Solid Waste Authority | 4558532 | 2009 | Yes | 3.16 |  | 166404-0 | Operational | Project #1 | 2006-10-24 | Reciprocating Engine | Electricity | 4 GE Jenbacher 320 engines | 4.24 | 2.3 | Constellation | Ameresco, Inc. | 0.1916 | 0.016
1002183 | 1832 | Jones Crossroads Landfill | DE | Georgetown | Sussex | Public | Delaware Solid Waste Authority | 4558532 | 2009 | Yes | 3.16 |  | 166404-1 | Operational | Project #1, Expansion #1 | 2010-02-01 | Reciprocating Engine | Electricity | GE Jenbacher 320 engine | 1.06 | 0.58 | Constellation | Ameresco, Inc. | 0.0479 | 0.004
1002182 | 1831 | Sandtown Landfill | DE | Felton | Kent | Public | Delaware Solid Waste Authority | 4166232 | 2009 | Yes | 2.84 |  | 166403-0 | Operational | Project #1 | 2007-01-01 | Reciprocating Engine | Electricity | 3 GE Jenbacher 320 engines | 3.18 | 1.13 | Constellation | Ameresco, Inc. | 0.1437 | 0.012
1002182 | 1831 | Sandtown Landfill | DE | Felton | Kent | Public | Delaware Solid Waste Authority | 4166232 | 2009 | Yes | 2.84 |  | 166403-1 | Operational | Project #1, Expansion #1 | 2014-03-13 | Reciprocating Engine | Electricity | (2) GE-Jenbacher 320 engines | 2 | 0.75 | Delaware Electric Cooperative | Ameresco, Inc. | 0.0904 | 0.0076
1006881 | 415 | Baseline Landfill | FL | Ocala | Marion | Public | Marion County, FL | 3640000 | 2009 | Yes | 2.26 | 0.159 | 480-0 | Operational | Project #1 | 2009-01-26 | Reciprocating Engine | Electricity | (2) Caterpillar 3520s | 3.2 | 1.6 | Gainesville Regional Utilities (GRU) | G2 Energy, LLC | 0.1446 | 0.0121
1006881 | 415 | Baseline Landfill | FL | Ocala | Marion | Public | Marion County, FL | 3640000 | 2009 | Yes | 2.26 | 0.159 | 480-1 | Operational | Project #1, Expansion #1 | 2010-10-31 | Reciprocating Engine | Electricity | (1) Caterpillar 3516 engine | 0.8 | 0.5 | Gainesville Regional Utilities (GRU) | G2 Energy, LLC | 0.0361 | 0.003
1005023 | 380 | Brevard County Central Disposal Facility | FL | Cocoa | Brevard | Public | Brevard County, FL | 14665000 | 2007 | Yes | 4.752 | 0 | 444-0 | Operational | Project #1 | 2008-05-01 | Reciprocating Engine | Electricity | (4) Caterpillar model G3520C 2,233 brake-horsepower engines | 6.4 | 3.168 | Seminole Electric Cooperative, Inc. | Aria Energy | 0.2892 | 0.0242
1005023 | 380 | Brevard County Central Disposal Facility | FL | Cocoa | Brevard | Public | Brevard County, FL | 14665000 | 2007 | Yes | 4.752 | 0 | 444-1 | Operational | Project #1, Expansion #1 | 2009-12-29 | Reciprocating Engine | Electricity | (2) Caterpillar model G3520C 2,233 brake-horsepower engines | 3.2 | 1.584 | Seminole Electric Cooperative, Inc. | Aria Energy | 0.1446 | 0.0121
1002899 | 2304 | Central County Solid Waste Disposal Complex | FL | Nokomis | Sarasota | Public | Sarasota County, FL | 3200000 | 2008 | Yes | 2.16 |  | 180397-0 | Operational | Project #1 | 2015-02-12 | Reciprocating Engine | Electricity | (3) lean-burn CAT G3520C engine/generator sets at first, (1) additional engine as LFG increases | 4 | 1.872 | JEA | Aria Energy; Innovative Energy Systems, LLC | 0.1807 | 0.0151
1003723 | 435 | East Duval SLF | FL | Jacksonville | Duval | Public | City of Jacksonville, FL | 4122058 |  | Yes | 0.195 |  | 500-0 | Shutdown | Project #1 | 1997-06-01 | Reciprocating Engine | Electricity | Originally four 800kW engines, reduced to three engines over time | 2.66 | 1.32 | JEA | Earth Tech; JEA | 0 | 0
1003723 | 435 | East Duval SLF | FL | Jacksonville | Duval | Public | City of Jacksonville, FL | 4122058 |  | Yes | 0.195 |  | 500-1 | Shutdown | Project #1, De-Expansion #1 | 1998-01-01 | Reciprocating Engine | Electricity | Originally four 800kW engines, reduced to three engines over time | 2.26 | 1.22 | JEA | Earth Tech; JEA | 0 | 0
1003723 | 435 | East Duval SLF | FL | Jacksonville | Duval | Public | City of Jacksonville, FL | 4122058 |  | Yes | 0.195 |  | 500-2 | Shutdown | Project #1, De-Expansion #2 | 1999-01-01 | Reciprocating Engine | Electricity | Originally four 800kW engines, reduced to three engines over time | 1.99 | 1.04 | JEA | Earth Tech; JEA | 0 | 0
1003723 | 435 | East Duval SLF | FL | Jacksonville | Duval | Public | City of Jacksonville, FL | 4122058 |  | Yes | 0.195 |  | 500-3 | Shutdown | Project #1, De-Expansion #3 | 2000-01-01 | Reciprocating Engine | Electricity | Originally four 800kW engines, reduced to three engines over time | 1.42 | 0.8 | JEA | Earth Tech; JEA | 0 | 0
1003723 | 435 | East Duval SLF | FL | Jacksonville | Duval | Public | City of Jacksonville, FL | 4122058 |  | Yes | 0.195 |  | 500-4 | Shutdown | Project #1, De-Expansion #4 | 2001-01-01 | Reciprocating Engine | Electricity | Originally four 800kW engines, reduced to three engines over time | 1.33 | 0.7 | JEA | Earth Tech; JEA | 0 | 0
1003723 | 435 | East Duval SLF | FL | Jacksonville | Duval | Public | City of Jacksonville, FL | 4122058 |  | Yes | 0.195 |  | 500-5 | Shutdown | Project #1, De-Expansion #5 | 2002-01-01 | Reciprocating Engine | Electricity | Originally four 800kW engines, reduced to three engines over time | 1.23 | 0.67 | JEA | Earth Tech; JEA | 0 | 0
1003723 | 435 | East Duval SLF | FL | Jacksonville | Duval | Public | City of Jacksonville, FL | 4122058 |  | Yes | 0.195 |  | 500-6 | Shutdown | Project #1, De-Expansion #6 | 2003-01-01 | Reciprocating Engine | Electricity | Originally four 800kW engines, reduced to three engines over time | 1.02 | 0.61 | JEA | Earth Tech; JEA | 0 | 0
1003723 | 435 | East Duval SLF | FL | Jacksonville | Duval | Public | City of Jacksonville, FL | 4122058 |  | Yes | 0.195 |  | 500-7 | Shutdown | Project #1, De-Expansion #7 | 2004-01-01 | Reciprocating Engine | Electricity | Originally four 800kW engines, reduced to three engines over time | 0.76 | 0.45 | JEA | Earth Tech; JEA | 0 | 0
1003723 | 435 | East Duval SLF | FL | Jacksonville | Duval | Public | City of Jacksonville, FL | 4122058 |  | Yes | 0.195 |  | 500-8 | Operational | Project #1, De-Expansion #8 | 2005-01-01 | Reciprocating Engine | Electricity | Originally four 800kW engines, reduced to three engines over time | 0.43 | 0.25 | JEA | Earth Tech; JEA | 0.0194 | 0.0016
1002008 | 2156 | Hernando County Northwest Landfill | FL | Brooksville | Hernando | Public | Hernando County, FL | 1895000 | 2010 | Yes | 0.719 |  | 180227-0 | Operational | Project #1 | 2008-10-07 | Reciprocating Engine | Electricity | (1) Caterpillar 3520 engine | 1.6 |  | Seminole Electric Cooperative, Inc. | Timberline Energy, LLC | 0.0723 | 0.0061
| 2385 | Highlands County Solid Waste Management Center | FL | Sebring | Highlands | Public | Highlands County, FL | 1000000 | 2007 | Yes | 0.504 |  | 180469-0 | Operational | Project #1 | 2009-01-17 | Direct Thermal | Direct | LFG used in dual-fuel burners in addition to diesel at asphalt plant, county will use ~20-25K tons of asphalt/yr, plant will operate ~60 days/yr |  | 0.5 | Highlands County, FL |  | 0.0438 | 0.0043
1006191 | 436 | Jacksonville North SLF | FL | Jacksonville | Duval | Public | City of Jacksonville, FL | 4900000 | 1992 | Yes | 0.385 | 0.095 | 501-0 | Shutdown | Project #1 | 1999-05-01 | Steam Turbine | Electricity | LFG injected into natural gas line feeding a utility steam boiler | 2.55 | 1.26 | JEA | City of Jacksonville, FL | 0 | 0
1006191 | 436 | Jacksonville North SLF | FL | Jacksonville | Duval | Public | City of Jacksonville, FL | 4900000 | 1992 | Yes | 0.385 | 0.095 | 501-1 | Shutdown | Project #1, De-Expansion #1 | 2000-01-01 | Steam Turbine | Electricity | LFG injected into natural gas line feeding a utility steam boiler | 2.07 | 1.03 | JEA | City of Jacksonville, FL | 0 | 0
1006191 | 436 | Jacksonville North SLF | FL | Jacksonville | Duval | Public | City of Jacksonville, FL | 4900000 | 1992 | Yes | 0.385 | 0.095 | 501-2 | Shutdown | Project #1, De-Expansion #2 | 2001-01-01 | Steam Turbine | Electricity | LFG injected into natural gas line feeding a utility steam boiler | 0.96 | 0.48 | JEA | City of Jacksonville, FL | 0 | 0
1006191 | 436 | Jacksonville North SLF | FL | Jacksonville | Duval | Public | City of Jacksonville, FL | 4900000 | 1992 | Yes | 0.385 | 0.095 | 501-3 | Shutdown | Project #1, De-Expansion #3 | 2003-01-01 | Steam Turbine | Electricity | LFG injected into natural gas line feeding a utility steam boiler | 0.78 | 0.42 | JEA | City of Jacksonville, FL | 0 | 0
1006191 | 436 | Jacksonville North SLF | FL | Jacksonville | Duval | Public | City of Jacksonville, FL | 4900000 | 1992 | Yes | 0.385 | 0.095 | 501-4 | Operational | Project #1, De-Expansion #4 | 2004-01-01 | Steam Turbine | Electricity | LFG injected into natural gas line feeding a utility steam boiler | 0.54 | 0.29 | JEA | City of Jacksonville, FL | 0.0244 | 0.002
1004913 | 414 | Lena Road Class I Landfill | FL | Bradenton | Manatee | Public | Manatee County, FL | 8400000 | 2007 | Yes | 2.26 |  | 180948-0 | Operational | Project #1 | 2008-07-31 | Direct Thermal | Direct | drying biosolids (leftover sludge) at WWTP, using in place of natural gas, LFG provides 15 MMBtu/hr to change the biosolids into tiny fertilizer pellets inside a 30 ft x 15 ft cylinder |  | 0.86 | Southeast Wastewater Treatment Plant |  | 0.0753 | 0.0074
1004913 | 414 | Lena Road Class I Landfill | FL | Bradenton | Manatee | Public | Manatee County, FL | 8400000 | 2007 | Yes | 2.26 |  | 479-0 | Operational | Project #2 | 2014-05-01 | Reciprocating Engine | Electricity | (1) Caterpillar 3520C engine provides power to County WWTP and for sludge dryer | 1.6 | 0.76 | Manatee County Southeast Water Reclamation Facility | Manatee County, FL | 0.0723 | 0.0061
1007856 | 397 | Monarch Hill Landfill | FL | Pompano Beach | Broward | Private | Waste Management, Inc. | 41720359 | 2009 | Yes | 9.89 |  | 462-0 | Operational | Project #1 | 1989-05-01 | Combined Cycle | Electricity | 3 Centaur turbines (each rated at 3.1 MW) and 1 steam turbine (2 MW) | 11.3 |  | Florida Power & Light | WM Renewable Energy, LLC | 0.5105 | 0.0427
1007855 | 401 | Naples Landfill | FL | Naples | Collier | Public | Collier County, FL | 5687626 | 2009 | Yes | 3.17 |  | 466-0 | Operational | Project #1 | 2011-05-06 | Reciprocating Engine | Electricity | (5) Caterpillar 3516 engines | 4 |  | Florida Power & Light | WM Renewable Energy, LLC | 0.1807 | 0.0151
1006859 | 424 | North Central Landfill | FL | Winter Haven | Polk | Public | Polk County Board of County Commissioners, FL | 12141300 | 2009 | Yes | 2.88 | 0.05 | 489-0 | Operational | Project #1 | 1997-01-01 | Steam Turbine | Electricity | supplements wood waste and waste tires fuel for steam driven electric generators | 5 | 2.83 | Wheelabrator Ridge Energy (WRE) | Wheelabrator Ridge Energy (WRE) | 0.2259 | 0.0189
1008215 | 420 | Orange County SLF | FL | Orlando | Orange | Public | Orange County, FL | 14165000 | 2001 | Yes | 6.09 | 0.46 | 485-0 | Shutdown | Project #1 | 1998-04-01 | Steam Turbine | Electricity | 1.6-mile pipeline to Stanton Energy Center, LFG co-fired with coal in 1 of 2 boilers retrofitted with an LFG port to produce steam and electricity | 12.4 | 5.76 | Orlando Utilities Commission (OUC) | DTE Biomass Energy | 0 | 0
1008215 | 420 | Orange County SLF | FL | Orlando | Orange | Public | Orange County, FL | 14165000 | 2001 | Yes | 6.09 | 0.46 | 485-1 | Operational | Project #1, Expansion #1 | 2011-08-01 | Steam Turbine | Electricity | 5-mile pipeline to Stanton Energy Center, LFG co-fired with coal in 2 boilers that produce steam used to generate electricity | 8 | 5.63 | Orlando Utilities Commission (OUC) | Orange County, FL; Orlando Utilities Commission (OUC) | 0.3614 | 0.0303
1000349 | 431 | Osceola Landfill | FL | Geneva | Seminole | Public | Seminole County Board of Commissioners, FL | 7700000 | 2007 | Yes | 2.6 |  | 496-0 | Operational | Project #1 | 2007-12-30 | Reciprocating Engine | Electricity | (4) Caterpillar Model G3520C 2,233 brake-horsepower engines | 6.4 |  | Seminole Electric Cooperative, Inc. | Aria Energy | 0.2892 | 0.0242
1007820 | 2053 | PBCSWA RRF Site #7 | FL | West Palm Beach | Palm Beach | Public | Solid Waste Authority of Palm Beach County, FL | 4418356 | 2000 | Yes | 3.816 | 0 | 180984-0 | Operational | Project #1 | 2009-08-01 | Direct Thermal | Direct | LFG piped 1/4 mile to co-fire converted NG rotary drum dryers (750 cfm LFG + 250 cfm NG) at Biosolids Pelletization Facility, 400 TPD sludge from 5 WWTPs is dried, pelletized, and sold to fertilizer blenders, also LFG heats regenerative thermal oxidizer |  | 1.08 | Solid Waste Authority of Palm Beach County, FL | Solid Waste Authority of Palm Beach County, FL | 0.0945 | 0.0093
1005656 | 406 | Perdido LF | FL | Cantonment | Escambia | Public | Escambia County, FL | 7580000 | 2007 | Yes | 1.82 |  | 180873-0 | Operational | Project #2 | 2010-10-07 | Reciprocating Engine | Electricity | (2) Caterpillar 3520C/SR4B generator sets, requiring 600 cfm LFG each | 3.2 |  | Gulf Power Company | Gulf Power Company | 0.1446 | 0.0121
1007219 | 428 | Saint Lucie County SLF Phase I | FL | Fort Pierce | St. Lucie | Public | St. Lucie County, FL | 4300000 | 2005 | Yes | 1.08 |  | 181096-0 | Operational | Project #2 | 2013-05-01 | Cogeneration | Electricity | (1) Caterpillar 3520C 16-cylinder engine with heat recovery from engine exhaust (27.5 therms/hr) to make steam and hot coolant recovery from engine jacket (25.7 therms/hr) to pre-heat water feeding the de-aerator | 1.6 | 0.86 | Tropicana |  | 0.0723 | 0.0061
1007219 | 428 | Saint Lucie County SLF Phase I | FL | Fort Pierce | St. Lucie | Public | St. Lucie County, FL | 4300000 | 2005 | Yes | 1.08 |  | 493-0 | Shutdown | Project #1 | 2005-08-22 | Boiler | Direct | retrofitted 35-yr old watertube boiler (#2) for steam production in juice manufacturing plant |  | 1.01 | Tropicana | CPL Systems, Inc.; Tropicana | 0 | 0
1007219 | 428 | Saint Lucie County SLF Phase I | FL | Fort Pierce | St. Lucie | Public | St. Lucie County, FL | 4300000 | 2005 | Yes | 1.08 |  | 493-1 | Operational | Project #1, De-Expansion #1 | 2013-05-01 | Boiler | Direct | retrofitted firetube Kewanee boiler (#3) (45 therms/hr) for steam production in juice manufacturing plant |  | 0.22 | Tropicana | CPL Systems, Inc.; Tropicana | 0.0193 | 0.0019
1004682 | 404 | South Dade Solid Waste Disposal Facility | FL | Homestead | Miami-Dade | Public | Miami-Dade County, FL | 13918741 | 2007 | Yes | 0.432 |  | 469-0 | Operational | Project #1 | 2015-01-01 | Reciprocating Engine | Electricity | LFG and WWTP digester gas will be co-fired to generate electricity at the WWTP; only 1 generator running for now |  | 0.432 | Miami-Dade Water and Sewer Department | Miami-Dade County, FL | 0.0351 | 0.0029
1007898 | 409 | Springhill Regional Landfill | FL | Campbellton | Jackson | Private | Waste Management, Inc. | 6279177 | 2009 | Yes | 2.16 | 0 | 474-0 | Operational | Project #1 | 2006-03-30 | Reciprocating Engine | Electricity | 4.5 mile, 12.5 kV distribution line to the generating station, 6 Caterpillar engines | 4.8 | 2.16 | PowerSouth Energy Cooperative | WM Renewable Energy, LLC | 0.2169 | 0.0182
1007897 | 405 | Trail Ridge Landfill Inc. | FL | Baldwin | Duval | Public | City of Jacksonville, FL | 4677128 | 2001 | Yes | 4.99 | 0.69 | 470-0 | Operational | Project #1 | 2008-12-18 | Reciprocating Engine | Electricity | (6) Caterpillar Model G3520C 2,233 brake-horsepower engines | 9.6 | 4.3 | JEA | Aria Energy | 0.4337 | 0.0363
1001909 | 398 | Zemel Road Landfill | FL | Punta Gorda | Charlotte | Public | Charlotte County Solid Waste, FL | 1145250 | 2007 | Yes | 1.224 |  | 463-0 | Operational | Project #1 | 2011-10-14 | Reciprocating Engine | Electricity | (2) GE Jenbacher JGC420 engines initially, BioGasclean biological cleaning system reduces 1,000 ppm H2S to < 200 ppm | 2.8 |  | Orlando Utilities Commission (OUC) | Lime Energy Asset Development | 0.1265 | 0.0106
1007900 | 468 | BJ Landfill | GA | Norcross | Gwinnett | Private | Waste Management, Inc. | 4061918 | 1999 | Yes | 0.912 |  | 533-0 | Shutdown | Project #1 | 1993-01-01 | Reciprocating Engine | Electricity | (3) Caterpillar 3516s | 2.4 | 1.133 | Oglethorpe Power Corp | WM Renewable Energy, LLC | 0 | 0
1007900 | 468 | BJ Landfill | GA | Norcross | Gwinnett | Private | Waste Management, Inc. | 4061918 | 1999 | Yes | 0.912 |  | 533-1 | Operational | Project #1, De-Expansion #1 | 2010-01-01 | Reciprocating Engine | Electricity | (2) Caterpillar 3516s | 1.6 |  | Oglethorpe Power Corp | WM Renewable Energy, LLC | 0.0723 | 0.0061
1007502 | 2419 | Catoosa County MSW LF | GA | Ringgold | Catoosa | Public | Catoosa County, GA | 1401974 | 2004 | Yes | 0.291 |  | 180787-0 | Operational | Project #1 | 2012-01-01 | Reciprocating Engine | Electricity | GE Jenbacher 12-cylinder (V-12) engine | 0.36 |  | Tennessee Valley Authority (TVA) |  | 0.0163 | 0.0014
1002340 | 2288 | City of LaGrange Landfill | GA | LaGrange | Troup | Public | City of LaGrange, GA | 2520738 | 2008 | Yes | 0.597 | 0.317 | 180378-0 | Operational | Project #1 | 2005-10-03 | Direct Thermal | Direct | LFG burned directly in 3 Interface hot oil burners and a steam boiler (instead of NG) for process heat conditioning equipment for 600 cfm and 8 miles of pipeline |  | 0.28 | InterfaceFLOR; Milliken & Company | City of LaGrange, GA; InterfaceFLOR | 0.0245 | 0.0024
1003854 | 446 | Clayton County LF | GA | Lovejoy | Clayton | Public | Clayton County, GA | 2334334 | 2011 | Yes | 0.581 |  | 511-0 | Operational | Project #1 | 2012-09-24 | Reciprocating Engine | Electricity | (1) 1.2 MW engine and (1) 0.8 MW engine | 2 |  | Clayton County, GA |  | 0.0904 | 0.0076
1003740 | 441 | Deans Bridge Road MSWLF | GA | Blythe | Richmond | Public | City of Augusta-Richmond County | 2814136 | 2008 | Yes | 1.85 |  | 506-0 | Operational | Project #1 | 1997-01-01 | Direct Thermal | Direct | flash drying step in the processing of mined clay |  | 1 | Unimin Kaolin Mine | LandGas Technology, LLC | 0.0875 | 0.0086
1003887 | 450 | Dougherty County Fleming/Gaissert Road LF | GA | Albany | Dougherty | Public | Dougherty County Solid Waste Department, GA | 3008814 | 2005 | Yes | 0.811 |  | 515-0 | Operational | Project #1 | 2011-09-23 | Cogeneration | Electricity | 3-mile pipeline to (1) dual-fuel engine generator, a stack heat recovery steam generator, and (2) dual-fuel boilers; avg CH4 content of delivered treated LFG = 57%; offsets ~52,700 MMBtu/yr natural gas & ~42,000 MMBtu/yr of electricity at MCLB | 1.9 | 0.79 | Marine Corps Logistics Base (MCLB) | Chevron Energy Solutions | 0.0858 | 0.0072
1006056 | 445 | Dunlap Road Phases 1,2,3,4 | GA | Winterville | Clarke | Public | Unified Government of Athens-Clarke County (ACCUG) | 2557445 | 2009 | Yes |  |  | 510-0 | Operational | Project #1 | 2013-10-04 | Reciprocating Engine | Electricity | (1) CAT 3520 | 1.6 | 0.828 | Georgia Energy Cooperative | C2i Methane Partners | 0.0723 | 0.0061
1001636 | 458 | Evergreen Landfill | GA | Valdosta | Lowndes | Private | Advanced Disposal Services | 5004895 | 2009 | Yes | 1.63 |  | 523-0 | Operational | Project #1 | 2014-05-02 | Reciprocating Engine | Electricity | (3) 1.6-MW, 2,233-BHp engines, each with rated LFG input of 30,390 ft3/hr | 4.8 |  | Green Power EMC | Energy Systems Group, LLC | 0.2169 | 0.0182
1003440 | 11981 | Fort Benning LF | GA | Fort Benning | Muscogee | Public | United States Army |  |  | Yes | 0.75 |  | 181078-0 | Operational | Project #1 | 2011-11-09 | Microturbine | Electricity | Flex Powerstation FP250 | 0.25 |  | United States Army | FlexEnergy, Inc. | 0.0113 | 0.0009
1004559 | 449 | Hickory Ridge Landfill | GA | Conley | DeKalb | Private | Republic Services, Inc. | 6019883 | 2008 | Yes | 3.168 |  | 514-0 | Operational | Project #1 | 2012-03-31 | Cogeneration | Electricity | LFG treated & sent to CHP plant via 6-mi AGL pipeline, (3) GE-Jenbacher J616 engines, (3) Kickham generators convert engines' exhaust to steam (10,340 lb/hr) & York chiller (1,050 TR) makes chilled water; supplies 100% of plant's energy needs | 6.5 | 3.17 | Coca-Cola Refreshments | Mas Energy, LLC | 0.2937 | 0.0246
1006229 | 467 | Live Oak LF | GA | Conley | DeKalb | Private | Waste Management, Inc. | 5266000 | 2002 | Yes | 6.48 |  | 532-0 | Operational | Project #1 | 2009-03-01 | High Btu | Upgraded LFG | Air Liquide process for upgrade to 2,300 scfm of high Btu gas; uses membrane technology |  | 6.48 | AGL Resources | Jacoby Energy Development, Inc. | 0.5673 | 0.056
| 464 | Macon Landfill | GA | Macon | Bibb | Public | City of Macon, GA | 3500000 |  | Yes | 2.016 | 1.096 | 529-0 | Shutdown | Project #1 | 1986-01-01 | Direct Thermal | Direct | 2 to 4 brick kilns, 2 miles away |  | 1.3 | Cherokee Brick & Tile | Cherokee Brick & Tile | 0 | 0
| 464 | Macon Landfill | GA | Macon | Bibb | Public | City of Macon, GA | 3500000 |  | Yes | 2.016 | 1.096 | 529-1 | Shutdown | Project #1, Expansion #1 | 1995-01-01 | Direct Thermal | Direct | 4 brick kilns, 2 miles away |  | 0.3 | Cherokee Brick & Tile | Cherokee Brick & Tile | 0 | 0
| 464 | Macon Landfill | GA | Macon | Bibb | Public | City of Macon, GA | 3500000 |  | Yes | 2.016 | 1.096 | 529-2 | Shutdown | Project #1, Expansion #2 | 2005-01-01 | Direct Thermal | Direct | 4 brick kilns, 2 miles away |  | 0.416 | Cherokee Brick & Tile | Cherokee Brick & Tile | 0 | 0
| 464 | Macon Landfill | GA | Macon | Bibb | Public | City of Macon, GA | 3500000 |  | Yes | 2.016 | 1.096 | 529-3 | Shutdown | Project #1, De-Expansion #1 | 2008-10-01 | Direct Thermal | Direct | 3 brick kilns, 2 miles away |  | 1.04 | Cherokee Brick & Tile | Cherokee Brick & Tile | 0 | 0
| 464 | Macon Landfill | GA | Macon | Bibb | Public | City of Macon, GA | 3500000 |  | Yes | 2.016 | 1.096 | 529-4 | Operational | Project #1, De-Expansion #2 | 2009-01-01 | Direct Thermal | Direct | 2 brick kilns, 2 miles away |  | 0.92 | Cherokee Brick & Tile | Cherokee Brick & Tile | 0.0805 | 0.008
1002477 | 2268 | Oak Grove Landfill | GA | Winder | Barrow | Private | Republic Services, Inc. | 11708983 | 2006 | Yes | 3.98 |  | 200830-0 | Operational | Project #2 | 2016-07-22 | Reciprocating Engine | Electricity | (3) GE-Jenbacher J-616 units at 2.176 MW each, with thermal oxidizer for LFG pretreatment system | 6.5 | 2.6 | Georgia Power Company | Mas Energy, LLC | 0.2937 | 0.0246
1002863 | 462 | Old Dixie Highway MSW Landfill | GA | Dalton | Whitfield | Public | Dalton-Whitfield Regional Solid Waste Management Authority (DWRSWMA), GA | 3712890 | 2008 | Yes | 2.23 |  | 527-0 | Shutdown | Project #1 | 2008-06-12 | Boiler | Direct | 2-mile pipeline to one boiler, end user to consume 240 billion Btu/yr, facility manufactures latex for carpet backing applications |  | 1.296 | Styron LLC | Dalton-Whitfield Regional Solid Waste Management Authority (DWRSWMA), GA | 0 | 0
1002863 | 462 | Old Dixie Highway MSW Landfill | GA | Dalton | Whitfield | Public | Dalton-Whitfield Regional Solid Waste Management Authority (DWRSWMA), GA | 3712890 | 2008 | Yes | 2.23 |  | 527-1 | Operational | Project #1, De-Expansion #1 | 2009-01-01 | Boiler | Direct | 2-mile pipeline to (1) boiler, average LFG use = 9,100 MMBtu/month, use fluctuates as fuel needs vary due to batch processing at plant, facility manufactures latex for carpet backing applications |  | 0.864 | Styron LLC | Dalton-Whitfield Regional Solid Waste Management Authority (DWRSWMA), GA | 0.0756 | 0.0075
1006328 | 2303 | Pine Bluff Landfill | GA | Ball Ground | Cherokee | Private | Waste Management, Inc. | 9631908 | 2008 | Yes | 5 |  | 180396-0 | Operational | Project #1 | 2005-02-23 | Boiler | Direct | 3.5-mi pipeline to chicken processing cooperative for use in (3) 125 psig steam boilers, 90 MMBtu/hr capacity, LFG used to heat equipment for processing chickens for pet food |  | 2.304 | Pilgrim's Pride | Ameresco, Inc. | 0.2017 | 0.0199
1006328 | 2303 | Pine Bluff Landfill | GA | Ball Ground | Cherokee | Private | Waste Management, Inc. | 9631908 | 2008 | Yes | 5 |  | 180396-1 | Operational | Project #1, Expansion #1 | 2007-01-01 | Boiler | Direct | 3.5-mi pipeline to chicken processing cooperative for use in (3) 125 psig steam boilers, 90 MMBtu/hr capacity, LFG used to heat equipment for processing chickens for pet food |  | 1.296 | Pilgrim's Pride | Ameresco, Inc. | 0.1135 | 0.0112
1002478 | 2266 | Pine Ridge Landfill | GA | Griffin | Butts | Private | Republic Services, Inc. | 9456949 | 2006 | Yes | 3.24 |  | 180356-0 | Operational | Project #1 | 2016-07-22 | Reciprocating Engine | Electricity | (3) GE-Jenbacher J-616 units at 2.176 MW each, with thermal oxidizer for LFG pretreatment system | 6.5 | 3.24 | Georgia Power Company | Mas Energy, LLC | 0.2937 | 0.0246
1004487 | 454 | Richland Creek Road Landfill | GA | Buford | Gwinnett | Private | Republic Services, Inc. | 7644223 | 2008 | Yes | 5.1 |  | 519-0 | Operational | Project #1 | 2016-07-22 | Reciprocating Engine | Electricity | (5) GE-Jenbacher J-616 units at 2.176 MW each, with thermal oxidizer for LFG pretreatment system | 10.88 | 5.1 | Georgia Power Company | Mas Energy, LLC | 0.4916 | 0.0412
1005638 | 448 | Seminole Road MSW Landfill | GA | Ellenwood | DeKalb | Public | DeKalb County Sanitation, GA | 11538656 | 2013 | Yes | 3.168 | 0.792 | 181023-0 | Operational | Project #2a | 2013-02-26 | Renewable CNG | Upgraded LFG | Converts LFG to renewable natural gas (RNG) for onsite CNG fueling station for 40 county garbage trucks and also public use |  | 0.198 | DeKalb County Sanitation, GA | DeKalb County Sanitation, GA | 0.0173 | 0.0024
1005638 | 448 | Seminole Road MSW Landfill | GA | Ellenwood | DeKalb | Public | DeKalb County Sanitation, GA | 11538656 | 2013 | Yes | 3.168 | 0.792 | 200582-0 | Operational | Project #2b | 2013-02-26 | High Btu | Upgraded LFG | Converts LFG to renewable natural gas (RNG) for injection into natural gas pipeline |  | 0.594 | Gas South | DeKalb County Sanitation, GA | 0.052 | 0.0051
1005638 | 448 | Seminole Road MSW Landfill | GA | Ellenwood | DeKalb | Public | DeKalb County Sanitation, GA | 11538656 | 2013 | Yes | 3.168 | 0.792 | 513-0 | Operational | Project #1 | 2006-10-12 | Reciprocating Engine | Electricity | (2) Caterpillar G3520 engines rated at 1.6 MW each | 3.2 | 1.584 | Georgia Power Company | DeKalb County Sanitation, GA | 0.1446 | 0.0121
1003983 | 457 | SR247 MSW Landfill | GA | Kathleen | Houston | Public | Houston County Board of Commissioners, GA | 2072084 | 2006 | Yes | 1.5 |  | 522-0 | Operational | Project #1 | 2011-01-11 | Reciprocating Engine | Electricity | (2) Caterpillar G3520C engines fired completely on LFG, 8,500 hrs/yr | 3 |  | Flint Energies | PowerSecure Inc. | 0.1355 | 0.0113
1003569 | 444 | Superior Landfill & Recycling Center | GA | Savannah | Chatham | Private | Waste Management, Inc. | 5334189 | 2009 | Yes | 2.56 |  | 509-0 | Operational | Project #1 | 2010-05-01 | Reciprocating Engine | Electricity | (8) Caterpillar 3516s | 6.4 |  | Georgia Power Company | WM Renewable Energy, LLC | 0.2892 | 0.0242
1007124 | 461 | Veolia ES Taylor County Landfill | GA | Mauk | Taylor | Private | Waste Industries USA, Inc. | 11523633 | 2009 | Yes | 4.608 | 0 | 526-0 | Operational | Project #1 | 2003-10-01 | Reciprocating Engine | Electricity | (4) Jenbacher J320 engines at 1 MW each, initially operating at 75% capacity | 3 | 1.37 | Green Power EMC | Energy Developments, Inc | 0.1355 | 0.0113
1007124 | 461 | Veolia ES Taylor County Landfill | GA | Mauk | Taylor | Private | Waste Industries USA, Inc. | 11523633 | 2009 | Yes | 4.608 | 0 | 526-1 | Operational | Project #1, Expansion #1 | 2004-05-31 | Reciprocating Engine | Electricity | (4) Jenbacher J320 engines at 1 MW each, now at full capacity | 1 |  | Green Power EMC | Energy Developments, Inc | 0.0452 | 0.0038
1007124 | 461 | Veolia ES Taylor County Landfill | GA | Mauk | Taylor | Private | Waste Industries USA, Inc. | 11523633 | 2009 | Yes | 4.608 | 0 | 526-2 | Operational | Project #1, Expansion #2 | 2012-01-16 | Reciprocating Engine | Electricity | (4) GE Jenbacher J320 engines; siloxane treatment upstream of engines due to high levels of siloxanes | 4 |  | Green Power EMC | Energy Developments, Inc | 0.1807 | 0.0151
1003711 | 10404 | Wolf Creek Landfill, LLC | GA | Dry Branch | Twiggs | Private | Advanced Disposal Services | 1054865 | 2009 | Yes | 1.64 |  | 180882-0 | Operational | Project #1 | 2011-12-12 | Reciprocating Engine | Electricity | (2) GE Jenbacher J420 generator sets using 430 cfm LFG per engine | 2.8 | 1.238 | Green Power EMC | Sustainable Energy Solutions LLC | 0.1265 | 0.0106
1001949 | 631 | Cedar Rapids Linn County Solid Waste Landfill #2 | IA | Marion | Linn | Public | Cedar Rapids-Linn County Solid Waste Agency | 858000 |  | Yes | 0.466 |  | 701-0 | Operational | Project #1 | 2013-05-31 | Reciprocating Engine | Electricity | Waste heat from engine-generator sets will be captured & used to heat County's new 48,000 sq ft Resource Recovery Building | 1.6 |  | Central Iowa Power Cooperative (CIPCO) |  | 0.0723 | 0.0061
1007673 | 623 | Central Disposal Landfill | IA | Lake Mills | Winnebago | Private | Waste Management, Inc. | 4528000 |  | Yes | 2.6 | 0 | 693-0 | Operational | Project #1 | 2006-03-18 | Reciprocating Engine | Electricity | (6) Caterpillar 3516 engines, at 800 kW each | 4.8 | 2.592 | Dairyland Power Cooperative | WM Renewable Energy, LLC | 0.2169 | 0.0182
1002610 | 617 | Des Moines County SLF | IA | West Burlington | Des Moines | Public | Des Moines County Regional Waste Commission, IA | 2597642 |  | Yes | 0.144 |  | 687-0 | Operational | Project #1 | 2013-05-31 | Leachate Evaporation | Direct |  |  | 0.144 | Des Moines County Regional Waste Commission, IA |  | 0.0126 | 0.0012
1007727 | 624 | Metro Park East Landfill | IA | Mitchellville | Polk | Public | Metro Waste Authority | 22213605 |  | Yes | 5.78 |  | 694-0 | Operational | Project #1 | 1993-01-01 | Reciprocating Engine | Electricity | (8) 1,150 HP, 16-cylinder Caterpillar 3516 engines | 6.4 |  | MidAmerican Energy Holdings Company | Bio Energy Partners | 0.2892 | 0.0242
1007727 | 624 | Metro Park East Landfill | IA | Mitchellville | Polk | Public | Metro Waste Authority | 22213605 |  | Yes | 5.78 |  | 694-1 | Operational | Project #1, Expansion #1 | 2014-05-01 | Reciprocating Engine | Electricity | (3) 20-cylinder Caterpillar 3520 engines | 4.8 | 2.59 | Municipal Energy Agency of Nebraska (MEAN) | WM Renewable Energy, LLC | 0.2169 | 0.0182
1002564 | 634 | Scott Area SLF | IA | Davenport | Scott | Public | Waste Commission of Scott County, IA | 2277600 |  | Yes | 0.9 |  | 704-0 | Operational | Project #1 | 1997-01-01 | Direct Thermal | Direct | lime kilns |  | 0.45 | Linwood Mining & Minerals | NST Landfill Gas of Iowa | 0.0394 | 0.0039
1002564 | 634 | Scott Area SLF | IA | Davenport | Scott | Public | Waste Commission of Scott County, IA | 2277600 |  | Yes | 0.9 |  | 704-1 | Operational | Project #1, Expansion #1 | 2008-09-01 | Direct Thermal | Direct | Additional LFG to kiln |  | 0.45 | Linwood Mining & Minerals | Waste Commission of Scott County, IA | 0.0394 | 0.0039
1002699 | 1988 | Bannock County Landfill | ID | Pocatello | Bannock | Public | Bannock County, ID | 2000000 | 2000 | Yes | 0.438 | 0 | 167073-0 | Operational | Project #1 | 2014-04-14 | Reciprocating Engine | Electricity | (1) Cat V-20, 350 cc engine | 0.8 | 0.438 | Idaho Power Company |  | 0.0361 | 0.003
1006763 | 2067 | Fighting Creek Landfill | ID | Coeur d' Alene | Kootenai | Public | County of Kootenai | 2530773 | 2014 | Yes | 1.35 |  | 181103-0 | Operational | Project #2 | 2012-03-01 | Reciprocating Engine | Electricity | (2) Caterpillar 3520C engines | 0.7 |  | Avista Utilities | Kootenai Electric Cooperative | 0.0316 | 0.0026
1003446 | 2165 | Hidden Hollow Landfill | ID | Boise | Ada | Public | Ada County, ID |  |  | Yes | 3.82 | 2.02 | 180242-0 | Operational | Project #1 | 2006-07-31 | Reciprocating Engine | Electricity | (2) Caterpillar G-3520C gen sets rated at 1.6 MW each | 3.2 | 1.8 | Idaho Power Company |  | 0.1446 | 0.0121
1003446 | 2165 | Hidden Hollow Landfill | ID | Boise | Ada | Public | Ada County, ID |  |  | Yes | 3.82 | 2.02 | 180242-1 | Planned | Project #1, Expansion #1 | 2016-12-31 | Reciprocating Engine | Electricity | (2) CAT 3520C engines | 3.2 |  |  | Fortistar Methane Group | 0 | 0
1005985 | 494 | Advanced Disposal Zion Landfill | IL | Zion | Lake | Private | Advanced Disposal Services | 12547170 | 2009 | Yes | 6.27 |  | 559-0 | Operational | Project #1 | 2002-07-01 | Reciprocating Engine | Electricity | 4 gas engine generator sets | 5.4 | 2.9 | Commonwealth Edison Company (ComEd) | Energy Developments, Inc | 0.244 | 0.0204
1005985 | 494 | Advanced Disposal Zion Landfill | IL | Zion | Lake | Private | Advanced Disposal Services | 12547170 | 2009 | Yes | 6.27 |  | 559-1 | Operational | Project #1, Expansion #1 | 2009-01-01 | Reciprocating Engine | Electricity | 1 additional gas engine generator set | 1.4 | 0.3 | Commonwealth Edison Company (ComEd) | Energy Developments, Inc | 0.0633 | 0.0053
1003744 | 521 | Beecher Development Company Landfill | IL | Beecher | Will | Private | John Sexton Sand & Gravel; Waste Management, Inc. | 5500000 |  | Yes | 1.18 |  | 586-0 | Operational | Project #1 | 2006-06-01 | Reciprocating Engine | Electricity | (2) 1.06 MW Jenbacher engines | 2.12 |  | Commonwealth Edison Company (ComEd) | Sexton Energy LLC | 0.0958 | 0.008
1004026 | 1864 | Brickyard Landfill Units 1 & 2 | IL | Danville | Vermilion | Private | Republic Services, Inc. | 2301000 | 2003 | Yes | 1.5 |  | 166910-0 | Operational | Project #1 | 1999-01-01 | Reciprocating Engine | Electricity | 3 J320 Jenbacher engines | 4 |  | Illinois Power Company | Biogas Energy Solutions, LLC | 0.1807 | 0.0151
1004026 | 1864 | Brickyard Landfill Units 1 & 2 | IL | Danville | Vermilion | Private | Republic Services, Inc. | 2301000 | 2003 | Yes | 1.5 |  | 166910-1 | Shutdown | Project #1, Expansion #1 | 2004-02-01 | Organic Rankine Cycle | Electricity | PureCycle technology uses the heat exhaust from the 3 J320 Jenbacher engines to generate 200 kW of electricity | 0.2 |  | Illinois Power Company | Biogas Energy Solutions, LLC | 0 | 0
| 522 | CDT LF | IL | Rockdale | Will | Private | CDT Landfill Corporation | 1596000 | 2000 | Yes | 0.5 |  | 587-0 | Operational | Project #1 | 1997-01-01 | Reciprocating Engine | Electricity |  | 1.6 |  | Commonwealth Edison Company (ComEd) | KMS Power Income Trust Fund | 0.0723 | 0.0061
1008012 | 474 | CID Recycling and Disposal Facility | IL | Chicago | Cook | Private | Waste Management, Inc. | 21690122 |  | Yes | 2.74 |  | 539-0 | Shutdown | Project #1 | 1988-01-01 | Gas Turbine | Electricity | 3 Centaur units installed in 1988, 1 removed in 1999 | 9.9 |  |  | WM Illinois Renewable Energy, LLC | 0 | 0
1008012 | 474 | CID Recycling and Disposal Facility | IL | Chicago | Cook | Private | Waste Management, Inc. | 21690122 |  | Yes | 2.74 |  | 539-1 | Operational | Project #1, De-Expansion #1 | 2000-01-01 | Gas Turbine | Electricity | 3 Centaur units installed in 1988, 1 removed in 1999 | 6.6 |  |  | WM Illinois Renewable Energy, LLC | 0.2982 | 0.025
1007467 | 481 | Clinton Landfill Inc. | IL | Clinton | De Witt | Private | Coulter Companies, Inc. | 3800000 | 2007 | Yes | 1.88 | 0.364 | 546-0 | Operational | Project #1 | 2007-01-01 | Reciprocating Engine | Electricity | (2) Caterpillar 3520 engines with nameplate capacities of 1.6 MW each | 3.2 | 1.512 | Ameren Energy Marketing | Greenfield Energy, LLC; Palmer Capital Corporation | 0.1446 | 0.0121
1007992 | 495 | Countryside LF | IL | Grayslake | Lake | Private | Waste Management, Inc. | 6500000 | 2001 | Yes | 5.92 |  | 560-0 | Operational | Project #1 | 2000-01-01 | Reciprocating Engine | Electricity | (6) Deutz 1.3 MW engines | 7.8 |  |  | Biogas Energy Solutions, LLC | 0.3524 | 0.0295
1003743 | 1866 | Des Plaines Landfill | IL | Des Plaines | Cook | Private | Archdiocese of Chicago | 5500000 |  | Yes | 0.525 |  | 166913-0 | Operational | Project #1 | 2004-11-01 | Reciprocating Engine | Electricity | (2) 1.75 MW Jenbacher engines | 3.5 | 2.16 | Commonwealth Edison Company (ComEd) | Sexton Energy LLC | 0.1581 | 0.0132
| 496 | Dixon / GROP Landfill No. 2 | IL | Dixon | Lee | Private | Republic Services, Inc. | 1140780 | 1998 | Yes | 2.16 | 0 | 561-0 | Operational | Combination Project | 2000-01-01 | Reciprocating Engine | Electricity | 3 internal combustion generators | 4 |  | Unicom | Biogas Energy Solutions, LLC | 0.1807 | 0.0151
1007701 | 487 | Environtech LF | IL | Morris | Grundy | Private | Republic Services, Inc. | 6387000 | 2003 | Yes | 1.37 |  | 552-0 | Shutdown | Project #1 | 2000-01-01 | Reciprocating Engine | Electricity | (3) Deutz 16-cylinder engines at 1,300 kW each | 3.9 |  | Commonwealth Edison Company (ComEd) | Biogas Energy Solutions, LLC | 0 | 0
1007701 | 487 | Environtech LF | IL | Morris | Grundy | Private | Republic Services, Inc. | 6387000 | 2003 | Yes | 1.37 |  | 552-1 | Operational | Project #1, De-Expansion #1 | 2008-01-01 | Reciprocating Engine | Electricity | (2) Deutz 16-cylinder engines at 1,300 kW each | 2.6 |  | Commonwealth Edison Company (ComEd) | Biogas Energy Solutions, LLC | 0.1175 | 0.0098
1006251 | 471 | Five Oaks RDF | IL | Taylorville | Christian | Private | Waste Management, Inc. | 10200000 | 2002 | Yes | 4.3278 |  | 536-0 | Operational | Project #1 | 2008-02-01 | Cogeneration | Electricity | (4) Caterpillar 3516 engines generating 1,148 horsepower each; waste heat is used to heat water that goes 650 feet to a 4-acre greenhouse | 3.2 | 1.728 | Ameren Energy Marketing; Buckley Growers Illinois | WM Renewable Energy, LLC | 0.1446 | 0.0121
1006207 | 483 | Greene Valley RDF | IL | Naperville | DuPage | Public | Forest Preserve District of DuPage County | 18707345 |  | Yes | 6 |  | 548-0 | Shutdown | Project #1 | 1996-05-01 | Gas Turbine | Electricity | originally 3 Caterpillar Solar gas turbines, each rated at 3,300 kW for a total of 9.9 MW | 9.9 |  | Commonwealth Edison Company (ComEd) | Bio Energy Partners | 0 | 0
1006207 | 483 | Greene Valley RDF | IL | Naperville | DuPage | Public | Forest Preserve District of DuPage County | 18707345 |  | Yes | 6 |  | 548-1 | Operational | Project #1, De-Expansion #1 | 2010-01-01 | Gas Turbine | Electricity | 2 Caterpillar Solar gas turbines, each rated at 3,300 kW | 6.6 |  | Commonwealth Edison Company (ComEd) | Bio Energy Partners | 0.2982 | 0.025
| 2164 | H.O.D. Landfill | IL | Antioch | Lake | Private | Waste Management, Inc. | 2000000 | 1984 | Yes | 0.432 |  | 180241-0 | Operational | Project #1 | 2003-09-01 | Cogeneration | Electricity | 1/2 mile LFG pipeline, (12) 30kW Capstone microturbines with each using 12-16 cfm LFG and producing exhaust energy of ~290,000 Btu/hr at 550 deg F using (2) Cain heat exchangers | 0.36 | 0.26 | Antioch Community High School; Commonwealth Edison Company (ComEd) | RMT, Inc. | 0.0163 | 0.0014
1006418 | 493 | Kankakee County RDF | IL | Chebanse | Kankakee | Private | Waste Management, Inc. | 2198000 | 2003 | Yes | 0.743 |  | 558-0 | Operational | Project #1 | 1992-01-01 | Reciprocating Engine | Electricity | (2) 800-kW Caterpillar 3516s | 1.6 |  | Commonwealth Edison Company (ComEd) | WM Illinois Renewable Energy, LLC | 0.0723 | 0.0061
1003588 | 475 | Lake LF | IL | Northbrook | Cook | Private | Waste Management, Inc. | 10000000 |  | Yes | 3.08 |  | 540-0 | Shutdown | Project #1 | 1988-01-01 | Gas Turbine | Electricity | originally, 3 Centaur units installed in 1987 | 9.9 |  | Commonwealth Edison Company (ComEd) | WM Illinois Renewable Energy, LLC | 0 | 0
1003588 | 475 | Lake LF | IL | Northbrook | Cook | Private | Waste Management, Inc. | 10000000 |  | Yes | 3.08 |  | 540-1 | Operational | Project #1, De-Expansion #1 | 2010-01-01 | Gas Turbine | Electricity | 2 Centaur units | 6.6 |  | Commonwealth Edison Company (ComEd) | WM Illinois Renewable Energy, LLC | 0.2982 | 0.025
| 476 | Land & Lakes #1 and #2 | IL | Park Ridge | Cook | Private | Land and Lakes Company | 11183620 |  | Yes |  |  | 594-0 | Operational | Combination Project | 1998-01-01 | Reciprocating Engine | Electricity | three 1 MW Jenbacher reciprocating engines | 3 |  |  | Biogas Energy Solutions, LLC | 0.1355 | 0.0113
1007047 | 477 | Land & Lakes #3 | IL | Chicago | Cook | Private | Land and Lakes Company | 15000000 |  | Yes | 0.589 |  | 542-0 | Shutdown | Project #1 | 1998-01-01 | Reciprocating Engine | Electricity |  | 3.5 |  |  | Biogas Energy Solutions, LLC | 0 | 0
1007047 | 477 | Land & Lakes #3 | IL | Chicago | Cook | Private | Land and Lakes Company | 15000000 |  | Yes | 0.589 |  | 542-1 | Operational | Project #1, De-Expansion #1 | 2009-01-01 | Reciprocating Engine | Electricity |  | 1 | 0.55 |  | Biogas Energy Solutions, LLC | 0.0452 | 0.0038
1008115 | 527 | Land & Lakes/Dolton LF | IL | Dolton | Cook | Private | Land and Lakes Company | 4202000 | 2003 | Yes | 0.953 |  | 594-0 | Operational | Combination Project | 1998-01-01 | Reciprocating Engine | Electricity | three 1 MW Jenbacher reciprocating engines | 3 |  |  | Biogas Energy Solutions, LLC | 0.1355 | 0.0113
1006349 | 2322 | Land & Lakes/Willow Ranch Landfill | IL | Romeoville | Will | Private | Land and Lakes Company | 2000000 | 1992 | Yes | 0.385 |  | 180419-0 | Operational | Project #1 | 1998-01-01 | Reciprocating Engine | Electricity | GE-Jenbacher J 320 GS-B21, 20-cylinder, 4-stroke engine | 0.4 |  | Commonwealth Edison Company (ComEd) | Biogas Energy Solutions, LLC | 0.0181 | 0.0015
| 1857 | Lansing LF | IL | Lansing | Cook | Public | Prairie Preservation | 1300000 | 1999 | Yes |  |  | 166903-0 | Operational | Project #1 | 1997-01-01 | Reciprocating Engine | Electricity |  | 2.2 |  | Commonwealth Edison Company (ComEd) | Resource Technology Corporation | 0.0994 | 0.0083
1003627 | 2324 | Lee County Landfill | IL | Dixon | Lee | Private | Republic Services, Inc. | 4030000 | 2003 | Yes | 3.65 |  | 561-0 | Operational | Combination Project | 2000-01-01 | Reciprocating Engine | Electricity | 3 internal combustion generators | 4 |  | Unicom | Biogas Energy Solutions, LLC | 0.1807 | 0.0151
1002249 | 497 | Livingston LF | IL | Pontiac | Livingston | Private | Republic Services, Inc. | 15132820 | 2003 | Yes |  |  | 562-0 | Shutdown | Project #1 | 2001-01-01 | Gas Turbine | Electricity | (3) 5.2 MW Solar Taurus turbines | 15.6 |  | Commonwealth Edison Company (ComEd) | Resource Technology Corporation | 0 | 0
1002249 | 497 | Livingston LF | IL | Pontiac | Livingston | Private | Republic Services, Inc. | 15132820 | 2003 | Yes |  |  | 562-1 | Operational | Project #1, Re-Start | 2013-10-31 | Gas Turbine | Electricity | (3) re-furbished Solar Taurus 60 turbines | 15 | 8.5 | PJM Interconnection, LLC | Hoosier Energy REC, Inc. | 0.6777 | 0.0567
1007633 | 484 | Mallard Lake LF | IL | Hanover Park | DuPage | Public | Forest Preserve District of DuPage County | 24468450 |  | Yes | 6.55 |  | 549-0 | Operational | Project #1 | 1997-01-01 | Combined Cycle | Electricity |  | 19 |  | Commonwealth Edison Company (ComEd) |  | 0.8584 | 0.0719
1008269 | 516 | Milam Recycling and Disposal Facility | IL | East St. Louis | St. Clair | Private | Waste Management, Inc. | 16000000 | 2004 | Yes | 5.05 |  | 200546-0 | Operational | Project #2 | 2015-03-01 | High Btu | Upgraded LFG | Facility designed to process 3,500 cfm LFG, processed RNG is injected into pipeline for withdrawal at other locations including some WM facilities |  | 2.52 | Ameren Corp. | WM Illinois Renewable Energy, LLC | 0.2206 | 0.0218
1008269 | 516 | Milam Recycling and Disposal Facility | IL | East St. Louis | St. Clair | Private | Waste Management, Inc. | 16000000 | 2004 | Yes | 5.05 |  | 200546-1 | Planned | Project #2, Expansion #1 | 2016-12-31 | High Btu | Upgraded LFG |  |  |  |  | WM Illinois Renewable Energy, LLC | 0 | 0
1008269 | 516 | Milam Recycling and Disposal Facility | IL | East St. Louis | St. Clair | Private | Waste Management, Inc. | 16000000 | 2004 | Yes | 5.05 |  | 581-0 | Operational | Project #1 | 1991-01-01 | Reciprocating Engine | Electricity | (3) 800-kW reciprocating engines installed in 1991 and 1992 | 2.4 |  | Ameren Energy Marketing | WM Illinois Renewable Energy, LLC | 0.1084 | 0.0091
1006176 | 2315 | Prairie View RDF | IL | Wilmington | Will | Public | Will County, IL | 9000000 | 2014 | Yes | 3.312 | 0.576 | 180412-0 | Operational | Project #1 | 2011-12-09 | Reciprocating Engine | Electricity | (3) Caterpillar 3520 engines at 1.6 MW each | 4.8 | 2.736 | Commonwealth Edison Company (ComEd) | WM Renewable Energy, LLC | 0.2169 | 0.0182
1004936 | 507 | Rochelle Municipal #2 | IL | Rochelle | Ogle | Public | City of Rochelle, IL | 4000000 | 2008 | Yes | 1.72 |  | 572-0 | Operational | Project #1 | 2011-12-05 | Reciprocating Engine | Electricity | (3) Caterpillar 3520 engines; Cameron Thiopaq biological treatment system reduces H2S from 4000 ppm to < 100 ppm & produces usable byproduct elemental sulfur which can be used locally as a component of high grade fertilizer | 4.8 | 1.72 | Rochelle Municipal Utilities | William Charles Energy, LLC | 0.2169 | 0.0182
1003697 | 1874 | Roxana LF | IL | Edwardsville | Madison | Private | Republic Services, Inc. | 3252000 | 2003 | Yes | 5.31 | 3.58 | 166922-0 | Operational | Project #1 | 1997-01-01 | Reciprocating Engine | Electricity |  | 2.7 | 1.73 | Commonwealth Edison Company (ComEd) | Biogas Energy Solutions, LLC | 0.122 | 0.0102
1002493 | 491 | Settler's Hill Recycling & Disposal Facility | IL | Batavia | Kane | Public | Kane County Department of Environmental Management | 13000000 | 2004 | Yes | 4.06 |  | 556-0 | Operational | Project #1 | 1988-01-01 | Gas Turbine | Electricity | (2) Solar Centaurs | 6.6 | 3.6 | City of Geneva Municipal Utility | WM Illinois Renewable Energy, LLC | 0.2982 | 0.025
1007702 | 529 | South Barrington Landfill | IL | South Barrington | Cook | Private | Republic Services, Inc. | 1000000 |  | Yes | 0.912 |  | 596-0 | Operational | Project #1 | 1997-01-01 | Reciprocating Engine | Electricity |  | 1.6 | 0.6 | Commonwealth Edison Company (ComEd) |  | 0.0723 | 0.0061
1004806 | 498 | Streator Area LF No. 3 | IL | Streator | Livingston | Private | Republic Services, Inc. | 2500000 | 2001 | Yes | 0.477 | 0 | 563-0 | Operational | Project #1 | 2000-01-01 | Reciprocating Engine | Electricity |  | 1 |  |  | Biogas Energy Solutions, LLC | 0.0452 | 0.0038
1006204 | 518 | Tazewell RDF | IL | East Peoria | Tazewell | Private | Waste Management, Inc. | 4049900 | 2003 | Yes | 1.44 |  | 583-0 | Operational | Project #1 | 1989-01-01 | Reciprocating Engine | Electricity | (2) 800-kW Caterpillar 3516s | 1.6 |  | Ameren Energy Marketing | WM Illinois Renewable Energy, LLC | 0.0723 | 0.0061
1003696 | 511 | Upper Rock Island County LF | IL | East Moline | Rock Island | Private | Republic Services, Inc. | 2052000 | 1998 | Yes | 1.75 |  | 576-0 | Operational | Project #1 | 2000-01-01 | Reciprocating Engine | Electricity |  | 2.7 |  |  | Biogas Energy Solutions, LLC | 0.122 | 0.0102
1003742 | 1859 | Westchester Landfill | IL | Westchester | Cook | Private | Archdiocese of Chicago | 7000000 |  | Yes | 1.45 |  | 166905-0 | Operational | Project #1 | 2004-10-01 | Reciprocating Engine | Electricity | (2) 1.75 MW Jenbacher engines | 3.325 |  | Commonwealth Edison Company (ComEd) | Sexton Energy LLC | 0.1502 | 0.0126
1006335 | 492 | Woodland RDF | IL | South Elgin | Kane | Private | Waste Management, Inc. | 7800000 |  | Yes | 2.34 |  | 557-0 | Operational | Project #1 | 1992-01-01 | Reciprocating Engine | Electricity | (2) 800-kW Caterpillar 3516s | 1.6 |  | Commonwealth Edison Company (ComEd) |  | 0.0723 | 0.0061
1006335 | 492 | Woodland RDF | IL | South Elgin | Kane | Private | Waste Management, Inc. | 7800000 |  | Yes | 2.34 |  | 557-1 | Operational | Project #1, Expansion #1 | 2010-04-28 | Reciprocating Engine | Electricity | (2) 1600-kW Caterpillar 3520s | 3.2 |  | Commonwealth Edison Company (ComEd) | WM Illinois Renewable Energy, LLC | 0.1446 | 0.0121
1001639 | 532 | Blackfoot Landfill | IN | Winslow | Pike | Private | Advanced Disposal Services | 5414835 | 2009 | Yes | 1 | 0 | 599-0 | Operational | Project #1 | 2009-01-01 | Reciprocating Engine | Electricity | (2) Caterpillar G3520s | 3.2 | 1 | Vectren Energy Delivery | Energy Systems Group, LLC | 0.1446 | 0.0121
1004759 | 535 | Clark-Floyd LF | IN | Borden | Clark | Public | Clark County, IN; Floyd County, IN | 4033944 |  | Yes |  |  | 602-0 | Operational | Project #1 | 2007-09-10 | Reciprocating Engine | Electricity | (2) JGC 320 GE Jenbacher engines rated at 1,060 kW each | 2.14 | 1.152 | Hoosier Energy REC, Inc. | Hoosier Energy REC, Inc. | 0.0967 | 0.0081
1004759 | 535 | Clark-Floyd LF | IN | Borden | Clark | Public | Clark County, IN; Floyd County, IN | 4033944 |  | Yes |  |  | 602-1 | Operational | Project #1, Expansion #1 | 2009-06-01 | Reciprocating Engine | Electricity | (1) additional engine | 1.4 |  | Hoosier Energy REC, Inc. | Hoosier Energy REC, Inc. | 0.0633 | 0.0053
1007024 | 536 | County Line LF | IN | Argos | Fulton | Private | Republic Services, Inc. | 2628000 | 2001 | Yes | 4.98 |  | 603-0 | Operational | Project #1 | 2014-12-10 | Reciprocating Engine | Electricity | (4) engines | 6 | 3.5 | Northern Indiana Public Service Company (NIPSCO); Wabash Valley Power Association | Aria Energy; Republic Services, Inc. | 0.2711 | 0.0227
1004600 | 550 | Deercroft RDF | IN | Michigan City | LaPorte | Private | Waste Management, Inc. | 10576500 |  | Yes | 2.01 |  | 617-0 | Operational | Project #1 | 1997-01-01 | Reciprocating Engine | Electricity | (4) Caterpillar 3516 engines @ ~280 cfm each | 3.2 | 1.61 | Wabash Valley Power Association | Wabash Valley Power Association | 0.1446 | 0.0121
1004600 | 550 | Deercroft RDF | IN | Michigan City | LaPorte | Private | Waste Management, Inc. | 10576500 |  | Yes | 2.01 |  | 617-1 | Operational | Project #1, Expansion #1 | 2007-09-28 | Reciprocating Engine | Electricity | (4) Caterpillar 3516 engines @ ~280 cfm each | 3.2 | 1.61 | Wabash Valley Power Association | Wabash Valley Power Association | 0.1446 | 0.0121
1007588 | 540 | Earthmovers LF | IN | Elkhart | Elkhart | Private | Waste Management, Inc. | 4091598 |  | Yes | 2.86 |  | 181039-0 | Operational | Project #2 | 2010-10-01 | Reciprocating Engine | Electricity | (6) Caterpillar 3516 engines; 5 engines to start | 4 |  | Wabash Valley Power Association | Wabash Valley Power Association | 0.1807 | 0.0151
1007588 | 540 | Earthmovers LF | IN | Elkhart | Elkhart | Private | Waste Management, Inc. | 4091598 |  | Yes | 2.86 |  | 607-0 | Operational | Project #1 | 1998-01-01 | Leachate Evaporation | Direct | 10,000 gpd |  | 0.23 | Earthmovers LF | CB&I | 0.0201 | 0.002
1007332 | 542 | Elkhart County Landfill | IN | Elkhart | Elkhart | Public | Elkhart County, IN | 2624888 |  | Yes | 0.408 |  | 609-0 | Operational | Project #1 | 2007-06-01 | Boiler | Direct | compressed LFG co-fired with NG in 2 boilers at county jail 1 mile away for heating and production of hot water for the kitchen and laundry facilities |  | 0.346 | Elkhart County Correctional Complex | City of Elkhart, IN | 0.0303 | 0.003
1007671 | 547 | Jay County LF | IN | Portland | Jay | Private | Waste Management, Inc. | 1770714 |  | Yes | 1.14 |  | 614-0 | Shutdown | Project #1 | 2005-04-05 | Reciprocating Engine | Electricity | (4) Caterpillar 3516 engines @ ~280 cfm each | 3.2 | 1.61 | Wabash Valley Power Association | Wabash Valley Power Association | 0 | 0
1007671 | 547 | Jay County LF | IN | Portland | Jay | Private | Waste Management, Inc. | 1770714 |  | Yes | 1.14 |  | 614-1 | Operational | Project #1, De-Expansion #1 | 2009-01-01 | Reciprocating Engine | Electricity | (3) Caterpillar 3516 engines @ ~280 cfm each | 2.4 | 1.1 | Wabash Valley Power Association | Wabash Valley Power Association | 0.1084 | 0.0091
1003626 | 1943 | Laubscher Meadows LF | IN | Evansville | Vanderburgh | Private | Republic Services, Inc. | 5000000 | 2003 | Yes | 2.448 | 0.288 | 180863-0 | Operational | Project #2 | 2009-05-29 | Boiler | Direct | 5-mile pipeline to 3 boilers at industrial facility for production of nutritional infant products, LFG will almost completely replace facility's use of NG |  | 2.16 | Mead Johnson Nutritionals/Bristol-Myers Squibb | Ameresco, Inc. | 0.1891 | 0.0187
1007812 | 1938 | Liberty Landfill | IN | Monticello | White | Private | Waste Management, Inc. | 6022000 | 2005 | Yes | 4.92 |  | 180757-0 | Operational | Project #2 | 2005-08-01 | Reciprocating Engine | Electricity | (4) Caterpillar 3516 engines @ ~280 cfm each | 3.2 | 1.665 | Wabash Valley Power Association | Wabash Valley Power Association | 0.1446 | 0.0121
1007812 | 1938 | Liberty Landfill | IN | Monticello | White | Private | Waste Management, Inc. | 6022000 | 2005 | Yes | 4.92 |  | 180757-1 | Operational | Project #2, Expansion #1 | 2010-01-22 | Reciprocating Engine | Electricity | (4) Caterpillar 3516 engines @ ~280 cfm each | 3.2 | 1.665 | Wabash Valley Power Association | Wabash Valley Power Association | 0.1446 | 0.0121
1007812 | 1938 | Liberty Landfill | IN | Monticello | White | Private | Waste Management, Inc. | 6022000 | 2005 | Yes | 4.92 |  | 180757-2 | Construction | Project #2, Expansion #2 | 2016-01-01 | Reciprocating Engine | Electricity | (4) 1.6-MW, lean-burn engine-generator sets installed, each with heat input capacity of 18.20 MMBtu/hr - 3 engines running initially | 4.8 |  |  |  | 0.2169 | 0.0182
1004021 | 553 | Munster LF | IN | Munster | Lake | Public | Town of Munster, IN | 2040688 | 2004 | Yes | 0.706 |  | 181090-0 | Operational | Project #2 | 2012-12-16 | Reciprocating Engine | Electricity | GE-Jenbacher engine | 1.1 | 0.55 | Northern Indiana Public Service Company (NIPSCO) | Energy Systems Group, LLC | 0.0497 | 0.0042
1007520 | 554 | National Serv-All LF | IN | Fort Wayne | Allen | Private | Republic Services, Inc. | 9115011 | 1999 | Yes | 6.87 |  | 180202-0 | Operational | Project #3 | 2002-05-01 | Boiler | Direct | LFG is piped 8 or 9 mi. for use in 1 of 3 powerhouse boilers that was converted from using NG or fuel oil; boiler produces steam to heat assembly plant and process equipment, and to drive turbines to produce chilled water and to pump water |  | 2.52 | General Motors Company | Toro Energy, Inc. | 0.2206 | 0.0218
1007520 | 554 | National Serv-All LF | IN | Fort Wayne | Allen | Private | Republic Services, Inc. | 9115011 | 1999 | Yes | 6.87 |  | 200548-0 | Operational | Project #4 | 2014-05-29 | Reciprocating Engine | Electricity | 9-mile, 12-inch diameter pipeline delivers LFG to (4) CAT 3520 engines, provides 28% of plant's electricity | 6.4 |  | General Motors Company |  | 0.2892 | 0.0242
1003691 | 2421 | Newton County Landfill | IN | Brook | Newton | Private | Republic Services, Inc. | 18962455 | 2007 | Yes | 5.63 | 4.478 | 180789-0 | Operational | Project #1 | 2010-01-01 | Direct Thermal | Direct | 1,800-ft pipeline takes LFG for use in 4 direct-fire gas burners (4 processing lines with 1 burner each) to dry 800,000 egg cartons/day made from 100% recycled paper; 118,000 sq ft plant located specifically in renewable energy park to use only LFG |  | 1.152 | Urban Forest Recyclers | Republic Services, Inc. | 0.1008 | 0.01
1007581 | 556 | Oak Ridge RDF | IN | Logansport | Cass | Private | Waste Management, Inc. | 3930000 | 2001 | Yes | 1.674 |  | 625-0 | Operational | Project #1 | 2003-12-01 | Reciprocating Engine | Electricity | 4 Caterpillar 3516 engines @ ~280 cfm each | 3.2 | 1.61 | Wabash Valley Power Association | Wabash Valley Power Association | 0.1446 | 0.0121
1007833 | 559 | Prairie View RDF | IN | Bremen | St. Joseph | Private | Waste Management, Inc. | 5425098 |  | Yes | 4.26 |  | 628-0 | Operational | Project #1 | 1994-09-01 | Reciprocating Engine | Electricity | (4) Caterpillar 3516 engines @ ~280 cfm each | 3.2 | 1.505 | Wabash Valley Power Association | Wabash Valley Power Association | 0.1446 | 0.0121
1007833 | 559 | Prairie View RDF | IN | Bremen | St. Joseph | Private | Waste Management, Inc. | 5425098 |  | Yes | 4.26 |  | 628-1 | Operational | Project #1, Expansion #1 | 2007-10-23 | Reciprocating Engine | Electricity | (4) Caterpillar 3516 engines @ ~280 cfm each | 3.2 | 1.505 | Wabash Valley Power Association | Wabash Valley Power Association | 0.1446 | 0.0121
1005697 | 560 | Randolph Farms LF | IN | Modoc | Randolph | Private | 600 Land, Inc. | 3454330 |  | Yes | 1.7 |  | 629-0 | Operational | Project #1 | 1997-01-01 | Greenhouse | Direct |  |  | 0.126 |  | Randolph Farms, Inc. | 0.011 | 0.0011
1002683 | 1939 | South Side Landfill Inc. | IN | Indianapolis | Marion | Private | 600 Land, Inc. | 15000000 | 2000 | Yes | 7.2 | 0 | 167015-0 | Operational | Project #2 | 1999-11-01 | Boiler | Direct | (3) modified boilers (1 coal, 2 NG), each rated at 60,000 lb/hr (plant 8) |  | 2.4 | Rolls-Royce | Granger Energy | 0.2101 | 0.0207
1002683 | 1939 | South Side Landfill Inc. | IN | Indianapolis | Marion | Private | 600 Land, Inc. | 15000000 | 2000 | Yes | 7.2 | 0 | 167020-0 | Operational | Project #1 | 1989-01-01 | Greenhouse | Direct | LFG used in (2) boilers for hot water systems at 6.5-acre greenhouse built on site in 1989 |  | 0.3 | Crossroads Greenhouse | Granger Energy | 0.0263 | 0.0026
1002683 | 1939 | South Side Landfill Inc. | IN | Indianapolis | Marion | Private | 600 Land, Inc. | 15000000 | 2000 | Yes | 7.2 | 0 | 180238-0 | Operational | Project #3 | 2001-01-01 | Gas Turbine | Electricity | LFG used in 5-MW turbine modified to run on LFG (plant 5) | 4 |  | Rolls-Royce | Granger Energy | 0.1807 | 0.0151
1002683 | 1939 | South Side Landfill Inc. | IN | Indianapolis | Marion | Private | 600 Land, Inc. | 15000000 | 2000 | Yes | 7.2 | 0 | 180981-0 | Operational | Project #6 | 2009-06-30 | Boiler | Direct | LFG used in (2) boilers |  | 0.72 | Vertellus | Granger Energy | 0.063 | 0.0062
1007638 | 567 | Twin Bridges RDF | IN | Danville | Hendricks | Private | Waste Management, Inc. | 24772021 | 2009 | Yes | 6.12 |  | 637-0 | Operational | Project #1 | 1994-09-01 | Reciprocating Engine | Electricity | (4) Caterpillar 3516 engines @ ~280 cfm each | 3.2 | 1.61 | Wabash Valley Power Association | Wabash Valley Power Association | 0.1446 | 0.0121
1007638 | 567 | Twin Bridges RDF | IN | Danville | Hendricks | Private | Waste Management, Inc. | 24772021 | 2009 | Yes | 6.12 |  | 637-1 | Operational | Project #1, Expansion #1 | 2002-06-01 | Reciprocating Engine | Electricity | (4) Caterpillar 3516 engines @ ~280 cfm each | 3.2 | 1.61 | Wabash Valley Power Association | Wabash Valley Power Association | 0.1446 | 0.0121
1007638 | 567 | Twin Bridges RDF | IN | Danville | Hendricks | Private | Waste Management, Inc. | 24772021 | 2009 | Yes | 6.12 |  | 637-2 | Operational | Project #1, Expansion #2 | 2009-01-16 | Reciprocating Engine | Electricity | (4) Caterpillar 3516 engines @ ~280 cfm each | 3.2 | 1.61 | Wabash Valley Power Association | Wabash Valley Power Association; WM Renewable Energy, LLC | 0.1446 | 0.0121
1007638 | 567 | Twin Bridges RDF | IN | Danville | Hendricks | Private | Waste Management, Inc. | 24772021 | 2009 | Yes | 6.12 |  | 637-3 | Operational | Project #1, Expansion #3 | 2011-05-01 | Reciprocating Engine | Electricity | (4) Caterpillar 3516 engines @ ~280 cfm each | 3.2 | 1.61 | Wabash Valley Power Association | Wabash Valley Power Association | 0.1446 | 0.0121
| 2281 | Victory Environmental Services Landfill | IN | Terre Haute | Vigo | Private | Republic Services, Inc. | 5000000 | 2003 | Yes |  |  | 180371-0 | Operational | Project #1 | 2008-05-19 | Direct Thermal | Direct |  |  | 1.65 | Boral Bricks Inc. | Boral Bricks Inc. | 0.1444 | 0.0143
1007653 | 610 | Wheeler RDF | IN | Hobart | LaPorte | Private | Waste Management, Inc. | 6692406 |  | Yes | 0.419 | 0.016 | 680-0 | Shutdown | Project #1 | 1996-01-01 | Reciprocating Engine | Electricity | 3 engines originally @ ~280 cfm each | 2.4 | 1.21 | Wabash Valley Power Association | Wabash Valley Power Association | 0 | 0
1007653 | 610 | Wheeler RDF | IN | Hobart | LaPorte | Private | Waste Management, Inc. | 6692406 |  | Yes | 0.419 | 0.016 | 680-1 | Shutdown | Project #1, De-Expansion #1 | 2000-01-01 | Reciprocating Engine | Electricity | 3 engines originally, 1 removed in 1999 | 1.6 | 0.806 | Wabash Valley Power Association | Wabash Valley Power Association | 0 | 0
1007653 | 610 | Wheeler RDF | IN | Hobart | LaPorte | Private | Waste Management, Inc. | 6692406 |  | Yes | 0.419 | 0.016 | 680-2 | Operational | Project #1, De-Expansion #2 | 2004-01-01 | Reciprocating Engine | Electricity | 3 engines originally, 1 removed in 1999, 1 removed in 2003 | 0.8 | 0.403 | Wabash Valley Power Association | Wabash Valley Power Association | 0.0361 | 0.003
1007192 | 645 | Allen County LF | KS | La Harpe | Allen | Public | Allen County, KS | 607729 | 2007 | Yes | 0.221 | 0.171 | 715-0 | Operational | Project #1 | 2007-01-01 | Direct Thermal | Direct | infrared heaters in maintenance facility |  | 0.0504 | Allen County LF |  | 0.0044 | 0.0004
1004065 | 640 | Johnson County LF | KS | Shawnee | Johnson | Private | Deffenbaugh Industries, Inc. | 30000000 | 2008 | Yes | 7 | 0 | 710-0 | Operational | Project #1 | 2001-09-01 | High Btu | Upgraded LFG | Selexol technology |  | 4.9 | Panhandle Eastern Pipeline | Energy Investors Funds Group; Enpower Corp. | 0.429 | 0.0424
1004065 | 640 | Johnson County LF | KS | Shawnee | Johnson | Private | Deffenbaugh Industries, Inc. | 30000000 | 2008 | Yes | 7 | 0 | 710-1 | Operational | Project #1, Expansion #1 | 2008-01-01 | High Btu | Upgraded LFG | Selexol technology |  | 2.1 | Panhandle Eastern Pipeline | Energy Investors Funds Group; Enpower Corp. | 0.1838 | 0.0182
1007990 | 668 | Oak Grove Landfill | KS | Arcadia | Crawford | Private | WCA Waste Corporation | 2500000 | 2009 | Yes | 1.5 | 0 | 738-0 | Operational | Project #1 | 2010-02-08 | Reciprocating Engine | Electricity | (1) Caterpillar G3520C | 1.6 |  | Kansas City Board of Public Utilities | Enerdyne Power Systems, Inc. | 0.0723 | 0.0061
1007990 | 668 | Oak Grove Landfill | KS | Arcadia | Crawford | Private | WCA Waste Corporation | 2500000 | 2009 | Yes | 1.5 | 0 | 738-1 | Operational | Project #1, Expansion #1 | 2013-12-01 | Reciprocating Engine | Electricity | (1) 1.953-MW Caterpillar G3520A+ with a gear-box providing increased output & efficiency | 1.953 |  | Kansas City Board of Public Utilities | Enerdyne Power Systems, Inc. | 0.0882 | 0.0074
1007832 | 667 | Rolling Meadows LF | KS | Topeka | Shawnee | Private | Waste Management, Inc. |  |  | Yes | 2.98 |  | 737-0 | Operational | Project #1 | 2010-01-15 | Reciprocating Engine | Electricity | (7) 800-kW Caterpillar 3516s | 5.6 |  | Westar Energy | WM Renewable Energy, LLC | 0.253 | 0.0212
1011499 | 660 | Seward County Landfill | KS | Liberal | Seward | Public | Seward County, KS | 1550000 | 2008 | Yes | 0.1 |  | 730-0 | Operational | Project #1 | 2007-06-01 | Boiler | Direct | Two 25 hp blowers pull LFG from gas vents & leachate cleanouts, uncleaned LFG is piped 1,800 ft to nearest wastewater treatment anaerobic lagoon and injected under floating cover to join lagoon's gas, used as boiler fuel |  | 0.1 | National Beef | Seward County Landfill | 0.0088 | 0.0009
1005950 | 669 | Bavarian Trucking Company LF | KY | Walton | Boone | Private | Bavarian Waste Services, Inc. | 4863179 | 2007 | Yes | 1.69 |  | 739-0 | Operational | Project #1 | 2003-09-22 | Reciprocating Engine | Electricity | (4) Caterpillar G3516s | 3.2 | 1.666 | East Kentucky Power Cooperative (EKPC) | East Kentucky Power Cooperative (EKPC) | 0.1446 | 0.0121
1004082 | 674 | Blue Ridge RDF | KY | Irvine | Estill | Private | Advanced Disposal Services | 3218332 | 2009 | Yes |  |  | 744-0 | Operational | Project #1 | 2013-11-01 | Reciprocating Engine | Electricity | (2) Caterpillar 3516 engines, running at 50-75% capacity at start-up | 0.8 |  | Jackson Energy Cooperative | North American Natural Resources, Inc. (NANR) | 0.0361 | 0.003
1004082 | 674 | Blue Ridge RDF | KY | Irvine | Estill | Private | Advanced Disposal Services | 3218332 | 2009 | Yes |  |  | 744-1 | Operational | Project #1, Expansion #1 | 2014-08-31 | Reciprocating Engine | Electricity | (2) Caterpillar 3516 engines | 1.6 | 0.864 | Jackson Energy Cooperative | North American Natural Resources, Inc. (NANR) | 0.0723 | 0.0061
1008022 | 11480 | Central Kentucky Landfill | KY | Georgetown | Scott | Private | Waste Services of the Bluegrass | 496477 | 2007 | Yes |  |  | 181006-0 | Operational | Project #1 | 2015-11-23 | Reciprocating Engine | Electricity | gensets for electricity and eventually CHP; 6.5-mile underground transmission line delivers electricity from landfill to plant | 1 |  | Toyota |  | 0.0452 | 0.0038
1005973 | 680 | Glasgow Regional Landfill | KY | Glasgow | Barren | Public | City of Glasgow, KY | 3000000 | 2012 | Yes |  |  | 750-0 | Operational | Project #1 | 2016-01-01 | Reciprocating Engine | Electricity | (1) CAT 3515 Super | 1 | 0.442 | Farmers Rural Electric Cooperative (FRECC) | East Kentucky Power Cooperative (EKPC) | 0.0452 | 0.0038
1004483 | 672 | Green Valley Landfill | KY | Ashland | Greenup | Private | Republic Services, Inc. | 3728288 | 2007 | Yes | 1.22 | 0 | 742-0 | Operational | Project #1 | 2003-09-09 | Reciprocating Engine | Electricity | (3) Caterpillar 3516s | 2.4 | 1.025 | East Kentucky Power Cooperative (EKPC) | East Kentucky Power Cooperative (EKPC) | 0.1084 | 0.0091
1007240 | 695 | Hardin County Landfill | KY | Elizabethtown | Hardin | Public | Hardin County Fiscal Court, KY | 2899812 | 2007 | Yes | 0.685 |  | 765-0 | Operational | Project #1 | 2006-01-31 | Reciprocating Engine | Electricity | (3) low-emission 800 kW Caterpillar 3516 engines initially | 2.4 | 1.065 | East Kentucky Power Cooperative (EKPC) | East Kentucky Power Cooperative (EKPC) | 0.1084 | 0.0091
1002341 | 688 | Laurel Ridge Landfill Inc. | KY | Lily | Laurel | Private | Waste Connections, Inc. | 3384572 | 2008 | Yes | 1.51 |  | 758-0 | Operational | Project #1 | 2003-09-15 | Reciprocating Engine | Electricity | Caterpillar G3516s | 2.4 | 1.463 | East Kentucky Power Cooperative (EKPC) | East Kentucky Power Cooperative (EKPC) | 0.1084 | 0.0091
1007901 | 681 | Outer Loop RDF | KY | Louisville | Jefferson | Private | Waste Management, Inc. | 25616428 | 2009 | Yes | 7.92 |  | 751-0 | Operational | Project #1 | 1999-05-01 | Boiler | Direct | LFG transported via ~5 mile, 12-inch pipeline to General Electric's Appliance Park Facility powerhouse where all or part of the LFG is used as boiler fuel, displacing both coal and natural gas |  | 0.72 | General Electric |  | 0.063 | 0.0062
1005271 | 682 | Rumpke/Pendleton County LF | KY | Butler | Pendleton | Private | Rumpke | 3652667 | 2007 | Yes | 1.59 |  | 752-0 | Operational | Project #1 | 2007-02-01 | Reciprocating Engine | Electricity | (4) Caterpillar G3516s | 3.2 | 1.521 | East Kentucky Power Cooperative (EKPC) | East Kentucky Power Cooperative (EKPC) | 0.1446 | 0.0121
1002757 | 715 | East Baton Rouge Parish LF | LA | Baton Rouge | East Baton Rouge | Public | City of Baton Rouge, LA; East Baton Rouge Parish, LA | 10174562 |  | Yes | 1.09 | 0 | 785-0 | Operational | Project #1 | 2004-12-28 | Boiler | Direct | steam boiler(s) |  | 1.09 | Deltech Corporation | Renovar Energy Corp. | 0.0954 | 0.0094
1002476 | 712 | Jefferson Davis Parish Landfill | LA | Welsh | Jefferson Davis | Public | Jefferson Davis Parish Sanitary Landfill Commission, LA | 9584310 | 2013 | Yes | 2.14 | 0 | 782-0 | Operational | Project #1 | 2008-04-01 | High Btu | Upgraded LFG | Physical solvent process with patented enhancements to remove CO2, H2O, H2S, siloxanes, and other impurities from LFG; gas used down the pipeline for vehicle fuel |  | 2.14 | Gulf South Pipeline | Morrow Renewables, LLC | 0.1873 | 0.0185
1002587 | 725 | Jefferson Parish SLF | LA | Avondale | Jefferson | Public | Jefferson Parish Department of Environmental Affairs, LA | 13530951 | 2014 | Yes | 1.809 |  | 795-0 | Shutdown | Project #1 | 2006-01-24 | Direct Thermal | Direct | 4.2 miles of HDPE pipeline convey LFG to process air pre-heater and furnace of a sulfuric acid regeneration unit |  | 2.62 | Cornerstone Chemical Company | Renovar Energy Corp. | 0 | 0
1002587 | 725 | Jefferson Parish SLF | LA | Avondale | Jefferson | Public | Jefferson Parish Department of Environmental Affairs, LA | 13530951 | 2014 | Yes | 1.809 |  | 795-1 | Operational | Project #1, De-Expansion #1 | 2009-01-01 | Direct Thermal | Direct | 4.2 miles of HDPE pipeline convey LFG to a process air pre-heater (uses 9% of LFG) in a sulfuric acid regeneration unit and a process thermal oxidizer unit (uses 91% of LFG) |  | 1.88 | Cornerstone Chemical Company | Renovar Energy Corp. | 0.1646 | 0.0162
1005493 | 730 | North Baton Rouge Landfill | LA | Zachary | East Baton Rouge | Public | City of Baton Rouge, LA; East Baton Rouge Parish, LA | 5564250 | 2003 | Yes |  |  | 800-0 | Operational | Project #1 | 2010-07-10 | Boiler | Direct | 3.75-mi pipeline to the south and 1.5-mi to the north supply 80-85 MMBtu/hr total to boilers |  | 3.6 | ExxonMobil Baton Rouge Polyolefins; Novolyte Technologies, Inc. | Siemens Building Technologies, Inc.; Sustainable Energy Solutions LLC | 0.3152 | 0.0311
1005717 | 2289 | River Birch Landfill | LA | Westwego | Jefferson | Private | River Birch, Inc. | 7500000 | 2007 | Yes |  |  | 180379-0 | Operational | Project #1 | 2010-06-01 | High Btu | Upgraded LFG | Air-Liquide membrane separation produces 2,000 MMBtu/day of 950 Btu/scf gas, biological sulfur removal system named Thiopak |  | 5.76 | Atmos Energy Corporation | River Birch, Inc. | 0.5042 | 0.0498
1005717 | 2289 | River Birch Landfill | LA | Westwego | Jefferson | Private | River Birch, Inc. | 7500000 | 2007 | Yes |  |  | 180379-1 | Operational | Project #1, Expansion #1 | 2014-01-01 | High Btu | Upgraded LFG | Air-Liquide plant, now 3,400 MMBtu/day |  | 0.576 | Atmos Energy Corporation | River Birch, Inc. | 0.0504 | 0.005
1005717 | 2289 | River Birch Landfill | LA | Westwego | Jefferson | Private | River Birch, Inc. | 7500000 | 2007 | Yes |  |  | 180379-2 | Planned | Project #1, Expansion #2 | 2017-03-31 | High Btu | Upgraded LFG |  |  | 3.024 |  | River Birch, Inc. | 0 | 0
1006238 | 714 | St. Landry Parish LF | LA | Washington | St. Landry | Public | St. Landry Parish Solid Waste Disposal District, LA | 2750000 | 2012 | Yes | 0.358 | 0.288 | 784-0 | Operational | Project #1 | 2012-04-13 | Renewable CNG | Upgraded LFG | 50 cfm LFG produces 250 gallons of gasoline equivalent (GGE)/day; convert LFG to bioCNG vehicle fuel for 1 passenger van, 5 sedans & 10 fleet pick-up trucks |  | 0.07 | St. Landry Parish Solid Waste Disposal District, LA | St. Landry Parish Solid Waste Disposal District, LA | 0.0061 | 0.0008
1006238 | 714 | St. Landry Parish LF | LA | Washington | St. Landry | Public | St. Landry Parish Solid Waste Disposal District, LA | 2750000 | 2012 | Yes | 0.358 | 0.288 | 784-1 | Operational | Project #1, Expansion #1 | 2015-10-31 | Renewable CNG | Upgraded LFG | With expansion, total production now ~630 GGE/day |  | 0.2 | Progressive Waste Solutions Ltd. | St. Landry Parish Solid Waste Disposal District, LA | 0.0175 | 0.0024
| 794 | Attleboro Landfill, Incorporated | MA | Attleboro | Bristol | Private | Attleboro Landfill, Incorporated | 1000000 |  | Yes | 0.72 | 0 | 864-0 | Operational | Project #1 | 1999-01-01 | Reciprocating Engine | Electricity | (2) 750-kW Caterpillar engines | 1.6 | 0.72 |  | Highland Power Co. | 0.0723 | 0.0061
1007669 | 775 | Chicopee Landfill (WMI) | MA | Chicopee | Hampden | Private | Waste Management, Inc. | 6903078 | 2009 | Yes | 4.68 |  | 845-0 | Operational | Project #1 | 2004-02-21 | Reciprocating Engine | Electricity | (3) GE Jenbacher 1.9-MW IC engines | 5.7 | 3.02 | Chicopee Electric Light | Ameresco, Inc. | 0.2575 | 0.0216
1007669 | 775 | Chicopee Landfill (WMI) | MA | Chicopee | Hampden | Private | Waste Management, Inc. | 6903078 | 2009 | Yes | 4.68 |  | 845-1 | Operational | Project #1, Expansion #1 | 2010-02-03 | Reciprocating Engine | Electricity | 1 GE Jenbacher 2.1-MW IC engine | 2.1 | 1.008 | Chicopee Electric Light | Ameresco, Inc. | 0.0949 | 0.0079
1005039 | 788 | Crapo Hill LF | MA | New Bedford | Bristol | Public | Greater New Bedford Regional Refuse Management District | 1807000 | 2013 | Yes | 1.656 | 0 | 858-0 | Operational | Project #1 | 2005-11-01 | Reciprocating Engine | Electricity | (4) Caterpillar 3516 reciprocating internal combustion engines | 3.2 | 1.656 | Eversource | CommonWealth Resource Management Corporation | 0.1446 | 0.0121
1007547 | 778 | Fall River Landfill | MA | Fall River | Bristol | Private | Republic Services, Inc. | 5400200 |  | Yes | 3.82 |  | 180127-0 | Operational | Project #2 | 2000-01-01 | Gas Turbine | Electricity | 1 Solar gas turbine, rated at 5,244 kW | 5.244 |  | Taunton Municipal Lighting Plant |  | 0.2369 | 0.0198
1007547 | 778 | Fall River Landfill | MA | Fall River | Bristol | Private | Republic Services, Inc. | 5400200 |  | Yes | 3.82 |  | 848-0 | Operational | Project #1 | 1998-01-01 | Reciprocating Engine | Electricity | 2 Waukesha engines, rated at 1050 kW each | 2.1 |  | Taunton Municipal Lighting Plant |  | 0.0949 | 0.0079
1007753 | 787 | Fitchburg-Westminster LF | MA | Westminster | Worcester | Private | Waste Management, Inc. | 4254300 |  | Yes |  |  | 180847-0 | Operational | Project #2 | 2007-08-01 | Reciprocating Engine | Electricity | (2) Caterpillar 3520 engines at 472 cfm per engine | 3.2 | 1.36 | New England Power Pool (NEPOOL) | WM Renewable Energy, LLC | 0.1446 | 0.0121
1007753 | 787 | Fitchburg-Westminster LF | MA | Westminster | Worcester | Private | Waste Management, Inc. | 4254300 |  | Yes |  |  | 180847-1 | Operational | Project #2, Expansion #1 | 2008-12-01 | Reciprocating Engine | Electricity | (1) 1600-kW Caterpillar 3520 | 1.6 |  | New England Power Pool (NEPOOL) | WM Renewable Energy, LLC | 0.0723 | 0.0061
1007753 | 787 | Fitchburg-Westminster LF | MA | Westminster | Worcester | Private | Waste Management, Inc. | 4254300 |  | Yes |  |  | 857-0 | Operational | Project #1 | 1997-01-01 | Steam Turbine | Electricity | LFG is supplemental fuel to wood waste plant | 2.09 | 1.56 | Pine Tree Biogas | Fortistar Methane Group | 0.0944 | 0.0079
1007685 | 779 | Granby SLF | MA | Granby | Hampshire | Private | Waste Management, Inc. | 2995829 |  | Yes | 1.99 |  | 849-0 | Operational | Project #1 | 2001-10-15 | Reciprocating Engine | Electricity | 4 engines originally (415 kW and 260 cfm each) | 1.66 |  | Constellation | Industrial Power Services Corporation | 0.075 | 0.0063
1007685 | 779 | Granby SLF | MA | Granby | Hampshire | Private | Waste Management, Inc. | 2995829 |  | Yes | 1.99 |  | 849-1 | Operational | Project #1, Expansion #1 | 2004-09-01 | Reciprocating Engine | Electricity | 5th 415 kW engine added (260 cfm) | 0.415 |  | Constellation | Industrial Power Services Corporation | 0.0187 | 0.0016
1007685 | 779 | Granby SLF | MA | Granby | Hampshire | Private | Waste Management, Inc. | 2995829 |  | Yes | 1.99 |  | 849-2 | Operational | Project #1, Expansion #2 | 2005-01-01 | Reciprocating Engine | Electricity | 6th and 7th engines added (415 kW and 260 cfm each) | 0.83 |  | Constellation | Industrial Power Services Corporation | 0.0375 | 0.0031
1007685 | 779 | Granby SLF | MA | Granby | Hampshire | Private | Waste Management, Inc. | 2995829 |  | Yes | 1.99 |  | 849-3 | Operational | Project #1, Expansion #3 | 2008-06-01 | Reciprocating Engine | Electricity | 8th engine (415 kW and 260 cfm) | 0.415 |  | Constellation | Industrial Power Services Corporation | 0.0187 | 0.0016
1005213 | 10660 | Haverhill Landfill | MA | Haverhill | Essex | Private | Covanta Energy |  |  | Yes | 0.72 |  | 180922-0 | Operational | Project #1 | 2008-01-01 | Reciprocating Engine | Electricity |  | 1.6 |  |  | Covanta Energy | 0.0723 | 0.0061
| 801 | Lowell LF | MA | Lowell | Middlesex | Public | City of Lowell, MA | 1335800 |  | Yes | 0.2 | 0 | 871-0 | Shutdown | Project #1 | 1997-01-01 | Reciprocating Engine | Electricity | originally (2) Caterpillar 3516 engines | 1.6 | 0.4 | ISO - New England | American Gas Co.; Hudson Bank | 0 | 0
| 801 | Lowell LF | MA | Lowell | Middlesex | Public | City of Lowell, MA | 1335800 |  | Yes | 0.2 | 0 | 871-1 | Operational | Project #1, De-Expansion #1 | 2003-01-01 | Reciprocating Engine | Electricity | (1) Caterpillar 3516 | 0.8 | 0.2 | ISO - New England | American Gas Co.; Hudson Bank | 0.0361 | 0.003
1003587 | 773 | Martone Landfill | MA | Barre | Worcester | Private | Waste Management, Inc. | 1671070 |  | Yes | 0.826 |  | 843-0 | Operational | Project #1 | 1995-01-01 | Reciprocating Engine | Electricity |  | 1 |  | ISO - New England | Biogas Energy Solutions, LLC | 0.0452 | 0.0038
1002593 | 1835 | Northampton Landfill | MA | Northampton | Hampshire | Public | City of Northampton, DPW, MA | 2900000 | 2013 | Yes | 0.79 | 0.286 | 166408-0 | Operational | Project #1 | 2008-03-13 | Reciprocating Engine | Electricity | (1) Caterpillar engine | 0.8 | 0.504 | National Grid Electric | Ameresco, Inc.; City of Northampton, DPW, MA | 0.0361 | 0.003
1004557 | 785 | Plainville LF | MA | Plainville | Norfolk | Private | Republic Services, Inc. | 7095200 |  | Yes | 1.49 |  | 180226-0 | Shutdown | Project #2 | 2003-03-01 | Reciprocating Engine | Electricity | (7) Caterpillar G3516 LE engines | 5.3 |  | Plainville Generating Company | DTE Biomass Energy | 0 | 0
1004557 | 785 | Plainville LF | MA | Plainville | Norfolk | Private | Republic Services, Inc. | 7095200 |  | Yes | 1.49 |  | 180226-1 | Shutdown | Project #2, De-Expansion #1 | 2006-01-01 | Reciprocating Engine | Electricity | (6) Caterpillar G3516 LE engines | 4.7 | 2.6 | Plainville Generating Company | DTE Biomass Energy | 0 | 0
1004557 | 785 | Plainville LF | MA | Plainville | Norfolk | Private | Republic Services, Inc. | 7095200 |  | Yes | 1.49 |  | 180226-2 | Shutdown | Project #2, De-Expansion #2 | 2008-01-01 | Reciprocating Engine | Electricity | (5) Caterpillar G3516 LE engines | 3.7 | 2.2 | Plainville Generating Company | DTE Biomass Energy | 0 | 0
1004557 | 785 | Plainville LF | MA | Plainville | Norfolk | Private | Republic Services, Inc. | 7095200 |  | Yes | 1.49 |  | 180226-3 | Shutdown | Project #1, De-Expansion #3 | 2011-01-01 | Reciprocating Engine | Electricity | (4) Caterpillar G3516 LE engines | 2.4 | 1.27 | Plainville Generating Company | DTE Biomass Energy | 0 | 0
1004557 | 785 | Plainville LF | MA | Plainville | Norfolk | Private | Republic Services, Inc. | 7095200 |  | Yes | 1.49 |  | 180226-4 | Operational | Project #1, De-Expansion #4 | 2014-01-01 | Reciprocating Engine | Electricity | (3) Caterpillar G3516 LE engines | 2.1 | 1.15 | Plainville Generating Company | DTE Biomass Energy | 0.0949 | 0.0079
| 10641 | Quarry Hills Soils LF | MA | Quincy | Norfolk | Private | Quarry Hills Associates Inc. |  |  | Yes |  |  | 180921-0 | Operational | Project #1 | 2009-03-30 | Reciprocating Engine | Electricity | Guascor Engine Model SFGLD | 0.6 |  | Harvard University | Quarry Energy Corp. | 0.0271 | 0.0023
1005254 | 10100 | Southbridge Recycling & Disposal Park | MA | Southbridge | Worcester | Public | Town of Southbridge, MA | 3100000 | 2011 | Yes | 1.59 |  | 180834-0 | Operational | Project #1 | 2012-01-03 | Reciprocating Engine | Electricity | (1) CAT 3520 engine powering flare and maintenance shop initially; SulfaTreat system removes H2S | 1.6 |  | National Grid Electric | Casella Waste Systems, Inc. | 0.0723 | 0.0061
1005254 | 10100 | Southbridge Recycling & Disposal Park | MA | Southbridge | Worcester | Public | Town of Southbridge, MA | 3100000 | 2011 | Yes | 1.59 |  | 180834-1 | Planned | Project #1, Expansion #1 | 2016-09-03 | Reciprocating Engine | Electricity | (1) CAT 3520 engine | 1.6 |  |  | Casella Waste Systems, Inc. | 0 | 0
1003532 | 786 | Taunton SLF | MA | Taunton | Bristol | Private | Waste Management, Inc. | 1611694 |  | Yes | 1.51 |  | 856-0 | Operational | Project #1 | 1997-01-01 | Reciprocating Engine | Electricity |  | 1.9 | 1 | Taunton Municipal Lighting Plant |  | 0.0858 | 0.0072
1003532 | 786 | Taunton SLF | MA | Taunton | Bristol | Private | Waste Management, Inc. | 1611694 |  | Yes | 1.51 |  | 856-1 | Operational | Project #1, Expansion #1 | 2011-06-30 | Reciprocating Engine | Electricity | (2) Caterpillar 3516 engines | 1.6 |  | Taunton Municipal Lighting Plant | Fortistar Methane Group | 0.0723 | 0.0061
1003393 | 10780 | West Street Landfill | MA | Gardner | Worcester | Public | City of Gardner, MA | 2780000 | 2005 | Yes | 0.265 | 0 | 180930-0 | Operational | Project #1 | 2010-03-01 | Reciprocating Engine | Electricity | (2) Caterpillar engines (0.81 MW capacity each) installed but only one runs at a time | 0.5 |  | Templeton Municipal Lighting Plant | Seaman Energy LLC | 0.0226 | 0.0019
| 2197 | Westfield Landfill | MA | Westfield | Hampden | Public | City of Westfield |  |  | Yes |  |  | 180280-0 | Operational | Project #1 | 2004-06-11 | Reciprocating Engine | Electricity | one engine | 0.24 |  | Westfield Gas & Electric | City of Westfield | 0.0108 | 0.0009
1007291 | 734 | Alpha Ridge SLF | MD | Marriottsville | Howard | Public | Howard County, MD | 2276586 | 2009 | Yes | 0.86 | 0.39 | 804-0 | Operational | Project #1 | 2012-09-21 | Reciprocating Engine | Electricity | GE-Jenbacher generator; Plant provides power for the LFG energy system itself, the GCCS and flare station, a new electric vehicle charging station; the remainder goes to the grid | 1.059 | 0.47 | Howard County, MD; PJM Interconnection, LLC | Pepco Energy Services, Inc. | 0.0478 | 0.004
1002655 | 741 | Brown Station Road Sanitary Landfill | MD | Upper Marlboro | Prince George's | Public | Prince George's County, MD | 6964110 | 2009 | Yes | 4.81 | 0.396 | 166975-0 | Operational | Project #2 | 1987-04-20 | Reciprocating Engine | Electricity | LFG fuels (3) 850-kW Waukesha engines at County Correctional Center | 2.55 | 1.33 | PJM Interconnection, LLC; Prince George's County Correctional Center | Prince George's County, MD | 0.1152 | 0.0096
1002655 | 741 | Brown Station Road Sanitary Landfill | MD | Upper Marlboro | Prince George's | Public | Prince George's County, MD | 6964110 | 2009 | Yes | 4.81 | 0.396 | 166975-1 | Operational | Project #2, Expansion #1 | 2003-12-01 | Reciprocating Engine | Electricity | LFG fuels (4) 1,050-kW Waukesha engines located at the landfill | 3.5 | 1.75 | PJM Interconnection, LLC; Prince George's County, MD | Prince George's County, MD | 0.1581 | 0.0132
1002655 | 741 | Brown Station Road Sanitary Landfill | MD | Upper Marlboro | Prince George's | Public | Prince George's County, MD | 6964110 | 2009 | Yes | 4.81 | 0.396 | 811-0 | Operational | Project #1 | 1987-04-20 | Boiler | Direct | 2.5-mile pipeline from landfill to 3 boilers at County Correctional Center; LFG also used on site as boiler fuel at landfill garage |  | 1.332 | Brown Station Road Sanitary Landfill Garage; Prince George's County Correctional Center | Prince George's County, MD | 0.1166 | 0.0115
1005295 | 738 | Central SLF | MD | Newark | Worcester | Public | Worcester County, MD | 1244656 | 2009 | Yes |  |  | 808-0 | Operational | Project #1 | 2008-06-01 | Reciprocating Engine | Electricity | (2) Waukesha engine generators, each designed to use 350 cfm of LFG and generate 1 MW | 2 | 1 | Old Dominion Electric Cooperative | Curtis Engine & Equipment, Inc.; Worcester County, MD | 0.0904 | 0.0076
1004330 | 745 | Eastern Sanitary Landfill Solid Waste Management Facility (ESL) | MD | White Marsh | Baltimore | Public | Baltimore County, MD | 5213000 | 2009 | Yes | 1.7 |  | 815-0 | Operational | Project #1 | 2006-09-01 | Reciprocating Engine | Electricity | (3) engines | 3 | 1.7 | Pepco Energy Services, Inc. | Pepco Energy Services, Inc. | 0.1355 | 0.0113
1003432 | 748 | Gude LF | MD | Rockville | Montgomery | Public | Montgomery County, MD | 4800000 |  | Yes | 1.03 | 0.53 | 180877-0 | Operational | Project #2 | 2009-07-13 | Reciprocating Engine | Electricity | 1 GE Jenbacher JGS 316 | 0.8 | 0.5 | Pepco Energy Services, Inc. | Northeast Maryland Waste Disposal Authority, MD; SCS Engineers | 0.0361 | 0.003
1002002 | 754 | Millersville SLF | MD | Severn | Anne Arundel | Public | Anne Arundel County Bureau of Waste Management Services, MD | 2888404 | 2009 | Yes | 1.99 |  | 824-0 | Operational | Project #1 | 2012-06-27 | Reciprocating Engine | Electricity | (2) Caterpillar G3520 engines | 3.2 | 1.74 | PJM Interconnection, LLC | Northeast Maryland Waste Disposal Authority, MD | 0.1446 | 0.0121
1007029 | 756 | Newland Park SLF | MD | Salisbury | Wicomico | Public | Wicomico County, MD | 1238743 | 2009 | Yes | 1 |  | 826-0 | Operational | Project #1 | 2007-04-23 | Reciprocating Engine | Electricity | (9) 350-kW Detroit Diesel Series 60 dual-fuel (LFG & No. 2 Fuel Oil) engines, high gas fraction mode with LFG at 86-91%, facility output between 1.25 - 2 MW, 6,000 to 8,500 hours/year | 2.59 | 1.44 | PJM Interconnection, LLC | INGENCO | 0.117 | 0.0098
1003469 | 759 | Oaks SLF | MD | Laytonsville | Montgomery | Public | Montgomery County, MD | 6874060 |  | Yes | 1.31 |  | 180398-0 | Operational | Project #2 | 2009-07-13 | Reciprocating Engine | Electricity | 1 Caterpillar 3520 and 1 GE Jenbacher JGS 316 | 2.4 | 1.309 | Pepco Energy Services, Inc. | Northeast Maryland Waste Disposal Authority, MD; SCS Engineers | 0.1084 | 0.0091
1001568 | 763 | Quarantine Road SLF | MD | Curtis Bay | Baltimore city | Public | City of Baltimore, MD | 10632202 | 2009 | Yes | 0.864 |  | 833-0 | Operational | Project #1 | 2009-04-22 | Cogeneration | Electricity | 1.5-mi pipeline to (4) low NOx GEJ 320 engines (1,057 kW each), each with a heat recovery steam generator (HRSG) - 2,000 lb/hr per HRSG using engine exhaust heat; retrofitted existing boiler (new tri-fuel burner & control system) can burn LFG, NG & #2 oil | 1.5 | 0.864 | U.S. Coast Guard - Curtis Bay Shipyard | Ameresco Federal Solutions | 0.0678 | 0.0057
1005873 | 764 | Reich's Ford Road SLF | MD | Frederick | Frederick | Public | Frederick County, MD | 3940387 | 2009 | Yes | 1.33 | 0 | 834-0 | Operational | Project #1 | 2010-05-31 | Reciprocating Engine | Electricity | (2) GE Jenbacher GS 320 engines | 2.12 | 1.23 | PJM Interconnection, LLC | Energenic-US, LLC; Frederick County, MD; Northeast Maryland Waste Disposal Authority, MD | 0.0958 | 0.008
1007573 | 768 | Sandy Hill SLF | MD | Bowie | Prince George's | Public | Prince George's County, MD | 5125946 | 1994 | Yes | 2.75 | 1.2 | 838-0 | Shutdown | Project #1 | 2003-01-15 | Boiler | Direct | LFG is piped 5.5 mi. to (3) 1995 40,000 lb/hr package boilers modified to burn LFG and use NG and fuel oil as backup; steam from boilers is circulated to heat the Center's buildings |  | 2.13 | NASA Goddard Space Flight Center | Toro Energy, Inc. | 0 | 0
1007573 | 768 | Sandy Hill SLF | MD | Bowie | Prince George's | Public | Prince George's County, MD | 5125946 | 1994 | Yes | 2.75 | 1.2 | 838-1 | Operational | Project #1, De-Expansion #1 | 2011-01-01 | Boiler | Direct | LFG is piped 5.5 mi. to (3) 1995 40,000 lb/hr package boilers modified to burn LFG and use NG and fuel oil as backup; steam from boilers is circulated to heat the Center's buildings |  | 1.73 | NASA Goddard Space Flight Center | Toro Energy, Inc. | 0.1514 | 0.015
1007646 | 2250 | Crossroads LF | ME | Norridgewock | Somerset | Private | Waste Management, Inc. | 6804464 | 2009 | Yes | 1.44 |  | 180338-0 | Operational | Project #1 | 2009-03-06 | Reciprocating Engine | Electricity | (2) Caterpillar 3520s | 3.2 |  | New England Power Pool (NEPOOL) | WM Renewable Energy, LLC | 0.1446 | 0.0121
1005252 | 2259 | Pine Tree Landfill | ME | Hampden | Penobscot | Private | Casella Waste Systems, Inc. | 3420000 | 2005 | Yes | 1.14 |  | 180347-0 | Operational | Project #1 | 2008-02-01 | Reciprocating Engine | Electricity | (3) 1.3 MW GE Jenbacher J320 engine generators, unique hydrogen sulfide treatment system (bacteria from volcanic vents in ocean) | 3.9 |  | Bangor Hydro Electric Company | Casella Waste Systems, Inc. | 0.1762 | 0.0148
1001991 | 1902 | Adrian Landfill | MI | Adrian | Lenawee | Private | Republic Services, Inc. | 1000000 | 1998 | Yes | 1.67 |  | 166952-0 | Operational | Project #1 | 1994-12-01 | Reciprocating Engine | Electricity | three Caterpillar 3516 reciprocating engine generator sets | 2.4 | 1.3 | Consumers Energy | Aria Energy; DTE Biomass Energy | 0.1084 | 0.0091
1006178 | 1878 | Ann Arbor SLF Phase I & II | MI | Ann Arbor | Washtenaw | Public | City of Ann Arbor | 2740000 |  | Yes | 0.343 |  | 166926-0 | Shutdown | Project #1 | 1998-04-22 | Reciprocating Engine | Electricity | (2) Caterpillar 3516 engines | 1.6 | 1 | DTE Energy | Aria Energy; CTR | 0 | 0
1006178 | 1878 | Ann Arbor SLF Phase I & II | MI | Ann Arbor | Washtenaw | Public | City of Ann Arbor | 2740000 |  | Yes | 0.343 |  | 166926-1 | Operational | Project #1, De-Expansion #1 | 2009-01-01 | Reciprocating Engine | Electricity | (1) Caterpillar 3516 engine | 0.8 | 0.576 | DTE Energy | Aria Energy | 0.0361 | 0.003
1008034 | 1879 | Arbor Hills Landfill | MI | Northville | Washtenaw | Private | Advanced Disposal Services | 40629985 | 2009 | Yes | 11 |  | 166927-0 | Operational | Project #1 | 1996-01-01 | Combined Cycle | Electricity | After moisture removal, LFG fuels (3) Siemens gas turbines rated at 4.5 MW each which drive (3) electrical generators, turbines' waste heat is elevated in temperature by (3) duct burners to drive a 10-MW steam turbine which drives an electrical generator | 23.5 |  | DTE Energy |  | 1.0617 | 0.0889
1008034 | 1879 | Arbor Hills Landfill | MI | Northville | Washtenaw | Private | Advanced Disposal Services | 40629985 | 2009 | Yes | 11 |  | 166927-1 | Operational | Project #1, Expansion #1 | 2007-01-01 | Gas Turbine | Electricity | Solar Taurus simple-cycle turbine rated at 4.3 MW | 4.3 |  | DTE Energy | Fortistar Methane Group | 0.1943 | 0.0163
1006132 | 2068 | Autumn Hills Recycling & Disposal Facility | MI | Zeeland | Ottawa | Private | Waste Management, Inc. | 3000000 | 2001 | Yes | 3.1 |  | 180117-0 | Operational | Project #1 | 2005-01-01 | Boiler | Direct | 6.5-mile pipeline to soybean plant, boilers will produce heat and steam used to process beans |  | 1.65 | Zeeland Farm Soya | North American Natural Resources, Inc. (NANR) | 0.1444 | 0.0143
1006132 | 2068 | Autumn Hills Recycling & Disposal Facility | MI | Zeeland | Ottawa | Private | Waste Management, Inc. | 3000000 | 2001 | Yes | 3.1 |  | 181048-0 | Operational | Project #2 | 2009-07-24 | Reciprocating Engine | Electricity | (1) Caterpillar 3516 engine | 0.8 |  | City of Zeeland Board of Public Works | North American Natural Resources, Inc. (NANR) | 0.0361 | 0.003
1002489 | 1891 | Brent Run Landfill | MI | Montrose | Genesee | Private | Waste Connections Inc. - Central Region | 2000000 | 1999 | Yes | 3.02 |  | 166941-0 | Operational | Project #1 | 1998-10-01 | Reciprocating Engine | Electricity | (2) CAT 3516 engines | 1.6 | 0.86 | Michigan Public Power Agency (MPPA) | Granger Energy | 0.0723 | 0.0061
1002489 | 1891 | Brent Run Landfill | MI | Montrose | Genesee | Private | Waste Connections Inc. - Central Region | 2000000 | 1999 | Yes | 3.02 |  | 166941-1 | Operational | Project #1, Expansion #1 | 2010-01-01 | Reciprocating Engine | Electricity | (1) CAT G3512 | 0.6 |  | Michigan Public Power Agency (MPPA) | Granger Energy | 0.0271 | 0.0023
1002489 | 1891 | Brent Run Landfill | MI | Montrose | Genesee | Private | Waste Connections Inc. - Central Region | 2000000 | 1999 | Yes | 3.02 |  | 166941-2 | Operational | Project #1, Expansion #2 | 2012-01-01 | Reciprocating Engine | Electricity | (2) CAT G3520C engines | 3.2 |  | Michigan Public Power Agency (MPPA) | Granger Energy | 0.1446 | 0.0121
1003620 | 1900 | C&C Landfill | MI | Marshall | Calhoun | Private | Republic Services, Inc. | 6876300 | 2000 | Yes | 3.8 |  | 166950-0 | Operational | Project #1 | 1995-01-01 | Reciprocating Engine | Electricity | (3) Waukesha VHP7100GL units | 2.7 |  | Consumers Energy |  | 0.122 | 0.0102
1003620 | 1900 | C&C Landfill | MI | Marshall | Calhoun | Private | Republic Services, Inc. | 6876300 | 2000 | Yes | 3.8 |  | 166950-1 | Operational | Project #1, Expansion #1 | 2007-03-01 | Gas Turbine | Electricity | Solar Centaur turbine | 2.5 |  | Consumers Energy |  | 0.1129 | 0.0095
1007521 | 1892 | Carleton Farms Landfill | MI | New Boston | Wayne | Private | Republic Services, Inc. | 1000000 | 2000 | Yes | 6.41 | 0.65 | 166942-0 | Operational | Project #1 | 1998-07-01 | Reciprocating Engine | Electricity | 5 Caterpillar 3516 engine generator sets originally in July 1998 (4.0 MW), then added 3 more gensets in August 1999 (2.4 MW), 2 more in 2003 (1.6 MW), and 4 more in 2005 (3.2 MW) | 4 |  | DTE Energy | Aria Energy | 0.1807 | 0.0151
1007521 | 1892 | Carleton Farms Landfill | MI | New Boston | Wayne | Private | Republic Services, Inc. | 1000000 | 2000 | Yes | 6.41 | 0.65 | 166942-1 | Operational | Project #1, Expansion #1 | 1999-08-01 | Reciprocating Engine | Electricity | 5 Caterpillar 3516 engine generator sets originally in July 1998 (4.0 MW), then added 3 more gensets in August 1999 (2.4 MW), 2 more in 2003 (1.6 MW), and 4 more in 2005 (3.2 MW) | 2.4 |  | DTE Energy | Aria Energy | 0.1084 | 0.0091
1007521 | 1892 | Carleton Farms Landfill | MI | New Boston | Wayne | Private | Republic Services, Inc. | 1000000 | 2000 | Yes | 6.41 | 0.65 | 166942-2 | Operational | Project #1, Expansion #2 | 2003-01-01 | Reciprocating Engine | Electricity | 5 Caterpillar 3516 engine generator sets originally in July 1998 (4.0 MW), then added 3 more gensets in August 1999 (2.4 MW), 2 more in 2003 (1.6 MW), and 4 more in 2005 (3.2 MW) | 1.6 |  | DTE Energy | Aria Energy | 0.0723 | 0.0061
1007521 | 1892 | Carleton Farms Landfill | MI | New Boston | Wayne | Private | Republic Services, Inc. | 1000000 | 2000 | Yes | 6.41 | 0.65 | 166942-3 | Operational | Project #1, Expansion #3 | 2005-01-01 | Reciprocating Engine | Electricity | 5 Caterpillar 3516 engine generator sets originally in July 1998 (4.0 MW), then added 3 more gensets in August 1999 (2.4 MW), 2 more in 2003 (1.6 MW), and 4 more in 2005 (3.2 MW) | 3.2 |  | DTE Energy | Aria Energy | 0.1446 | 0.0121
1004976 | 1880 | Citizens Disposal Landfill | MI | Grand Blanc | Genesee | Private | Republic Services, Inc. | 4000000 | 1999 | Yes | 3.09 |  | 166928-0 | Operational | Project #1 | 1994-07-01 | Cogeneration | Electricity | waste heat from electricity generation is used to heat maintenance facility, three CAT 3516 engines initially | 2.4 | 1.296 | Consumers Energy | Granger Energy | 0.1084 | 0.0091
1004976 | 1880 | Citizens Disposal Landfill | MI | Grand Blanc | Genesee | Private | Republic Services, Inc. | 4000000 | 1999 | Yes | 3.09 |  | 166928-1 | Shutdown | Project #1, Expansion #1 | 2000-04-01 | Cogeneration | Electricity | (1) additional Caterpillar 3516 engine | 0.8 | 0.432 | Consumers Energy | Granger Energy | 0 | 0
1004976 | 1880 | Citizens Disposal Landfill | MI | Grand Blanc | Genesee | Private | Republic Services, Inc. | 4000000 | 1999 | Yes | 3.09 |  | 166928-2 | Operational | Project #1, Expansion #2 | 2003-04-01 | Cogeneration | Electricity | (1) additional Caterpillar 3516 engine | 0.8 | 0.432 | Consumers Energy | Granger Energy | 0.0361 | 0.003
1004976 | 1880 | Citizens Disposal Landfill | MI | Grand Blanc | Genesee | Private | Republic Services, Inc. | 4000000 | 1999 | Yes | 3.09 |  | 166928-3 | Operational | Project #1, Expansion #3 | 2010-07-01 | Cogeneration | Electricity | (1) additional Caterpillar 3516 engine | 0.8 | 0.432 | Michigan Public Power Agency (MPPA) | Granger Energy | 0.0361 | 0.003
1004976 | 1880 | Citizens Disposal Landfill | MI | Grand Blanc | Genesee | Private | Republic Services, Inc. | 4000000 | 1999 | Yes | 3.09 |  | 166928-4 | Operational | Project #1, Expansion #4 | 2012-08-01 | Cogeneration | Electricity | (2) Caterpillar 3520 engines (one of these replaced an existing 3516), for a total of 7 engines | 2 |  | Michigan Public Power Agency (MPPA) | Granger Energy | 0.0904 | 0.0076
1003865 | 2242 | City of Midland Sanitary LF | MI | Midland | Midland | Public | City of Midland Utilities Dept., MI | 1100000 | 2004 | Yes | 0.58 |  | 180330-0 | Operational | Project #1 | 2011-03-31 | Cogeneration | Electricity | (1) CAT 3520 provides power to WWTP and water treatment plant, waste heat heats building and 2 holding tanks; 2nd CAT 3520 in place but both engines do not run at the same time; LFG piped 3 mi. to WWTP & combined with biogas for total of 440 scfm | 1.3 |  | City of Midland Utilities Dept., MI |  | 0.0587 | 0.0049
1007932 | 1881 | City Sand & Landfill, Inc. | MI | Belleville | Wayne | Private | Waste Management, Inc. | 13600000 |  | Yes | 0.765 |  | 166929-0 | Shutdown | Project #1 | 1992-07-01 | Reciprocating Engine | Electricity | 10 Caterpillar 3516 spark ignited turbo charged and aftercooled lean burn engine gensets originally | 7.6 |  | DTE Energy | Aria Energy | 0 | 0
1007932 | 1881 | City Sand & Landfill, Inc. | MI | Belleville | Wayne | Private | Waste Management, Inc. | 13600000 |  | Yes | 0.765 |  | 166929-1 | Operational | Project #1, De-Expansion #1 | 2008-01-01 | Reciprocating Engine | Electricity | (2) Caterpillar 3516 spark ignited turbo charged and aftercooled lean burn engine gensets | 1.6 | 0.7 | DTE Energy | Aria Energy | 0.0723 | 0.0061
1003259 | 1936 | Eagle Valley Landfill | MI | Lake Orion | Oakland | Private | Waste Management, Inc. | 5700000 | 2002 | Yes | 4.94 |  | 167010-0 | Operational | Combination Project | 1999-01-01 | Boiler | Direct | Orion plant is between 2 LFs, use LFG in boilers converted from coal-firing to generate steam & provide utility service to the 4.3 mil ft2 main assembly plant & a paint shop, some coal still used in winter but boilers run only on LFG the rest of the year |  | 2.16 | General Motors Company |  | 0.1891 | 0.0187
1003259 | 1936 | Eagle Valley Landfill | MI | Lake Orion | Oakland | Private | Waste Management, Inc. | 5700000 | 2002 | Yes | 4.94 |  | 181067-0 | Operational | Project #2 | 2011-09-22 | Reciprocating Engine | Electricity | (2) Caterpillar 20-cylinder engines | 3.2 | 1.728 | DTE Energy |  | 0.1446 | 0.0121
1003259 | 1936 | Eagle Valley Landfill | MI | Lake Orion | Oakland | Private | Waste Management, Inc. | 5700000 | 2002 | Yes | 4.94 |  | 200547-0 | Operational | Project #3 | 2014-05-01 | Reciprocating Engine | Electricity | Orion assembly plant | 8 |  | General Motors Company |  | 0.3614 | 0.0303
1003623 | 1895 | Forest Lawn Landfill | MI | Three Oaks | Berrien | Private | Republic Services, Inc. | 5101348 | 2001 | Yes | 5.68 | 3.376 | 166945-0 | Shutdown | Project #1 | 1999-01-01 | Leachate Evaporation | Direct | 20,000 gpd |  | 0.576 |  | CB&I | 0 | 0
1003623 | 1895 | Forest Lawn Landfill | MI | Three Oaks | Berrien | Private | Republic Services, Inc. | 5101348 | 2001 | Yes | 5.68 | 3.376 | 166945-1 | Operational | Project #1, Replacement | 2013-04-01 | Leachate Evaporation | Direct | E-Vap brand direct discharge leachate evaporation system uses 500 cfm to reduce 30,000 gpd |  | 0.72 | Republic Services, Inc. | CB&I | 0.063 | 0.0062
1003257 | 2235 | Glen's Sanitary Landfill Inc. | MI | Maple City | Leelanau | Private | Waste Management, Inc. | 661743 | 2001 | Yes | 1.16 |  | 180323-0 | Operational | Project #1 | 2009-01-01 | Leachate Evaporation | Direct | 30,000 gpd |  | 0.864 | Glen's Sanitary Landfill Inc. | Waste Management, Inc. | 0.0756 | 0.0075
1002720 | 1947 | Granger Grand River LF | MI | Grand Ledge | Clinton | Private | Granger Waste Management Corp. | 4762800 | 2004 | Yes | 2.016 | 0 | 167029-0 | Operational | Project #1 | 1991-04-10 | Reciprocating Engine | Electricity | originally (3) Caterpillar 3516 engines | 2.4 | 1.3 | Lansing Board of Water & Light | Granger Energy | 0.1084 | 0.0091
1002720 | 1947 | Granger Grand River LF | MI | Grand Ledge | Clinton | Private | Granger Waste Management Corp. | 4762800 | 2004 | Yes | 2.016 | 0 | 167029-1 | Operational | Project #1, Expansion #1 | 1996-01-01 | Reciprocating Engine | Electricity | (1) additional Caterpillar 3516 engine | 0.8 | 0.4032 | Lansing Board of Water & Light | Granger Energy | 0.0361 | 0.003
1002720 | 1947 | Granger Grand River LF | MI | Grand Ledge | Clinton | Private | Granger Waste Management Corp. | 4762800 | 2004 | Yes | 2.016 | 0 | 167029-2 | Shutdown | Project #1, Expansion #2 | 1997-09-01 | Reciprocating Engine | Electricity | (1) additional Caterpillar 3516 engine | 0.8 | 0.4032 | Consumers Energy | Granger Energy | 0 | 0
1006737 | 1890 | Granger Wood Road Landfill | MI | Lansing | Clinton | Private | Granger Waste Management Corp. | 5502516 | 2007 | Yes | 4.02 |  | 166939-0 | Operational | Project #2 | 1993-01-22 | Reciprocating Engine | Electricity | (2) Caterpillar 3516 engines | 1.6 | 0.864 | Lansing Board of Water & Light | Granger Energy | 0.0723 | 0.0061
1006737 | 1890 | Granger Wood Road Landfill | MI | Lansing | Clinton | Private | Granger Waste Management Corp. | 5502516 | 2007 | Yes | 4.02 |  | 166939-1 | Operational | Project #2, Expansion #1 | 1994-01-01 | Reciprocating Engine | Electricity | (1) additional Caterpillar 3516 engine | 0.8 | 0.432 | Lansing Board of Water & Light | Granger Energy | 0.0361 | 0.003
1006737 | 1890 | Granger Wood Road Landfill | MI | Lansing | Clinton | Private | Granger Waste Management Corp. | 5502516 | 2007 | Yes | 4.02 |  | 166939-2 | Operational | Project #2, Expansion #2 | 1998-01-01 | Reciprocating Engine | Electricity | (1) additional Caterpillar 3516 engine | 0.8 | 0.432 | Lansing Board of Water & Light | Granger Energy | 0.0361 | 0.003
1006737 | 1890 | Granger Wood Road Landfill | MI | Lansing | Clinton | Private | Granger Waste Management Corp. | 5502516 | 2007 | Yes | 4.02 |  | 166939-3 | Operational | Project #2, Expansion #3 | 2008-10-24 | Reciprocating Engine | Electricity | (3) Caterpillar 3520s | 4.8 |  | Lansing Board of Water & Light | Granger Energy | 0.2169 | 0.0182
1003464 | 2237 | Kent County - South Kent LF | MI | Byron Center | Kent | Public | Kent County Department of Public Works, MI | 3500000 | 2006 | Yes | 1.512 |  | 180325-0 | Operational | Project #1 | 2009-03-23 | Reciprocating Engine | Electricity | (2) Caterpillar 3520Cs | 3.2 | 1.296 | Consumers Energy | Granger Energy | 0.1446 | 0.0121
1004310 | 1901 | Lyon Development LF | MI | New Hudson | Oakland | Private | Republic Services, Inc. | 1000000 |  | Yes | 1.5 |  | 166951-0 | Shutdown | Project #1 | 1993-01-01 | Reciprocating Engine | Electricity | (4) Waukesha engines each with heat input capacity of 13.0 MMBtu/hour and a brake horsepower of 1478 | 5.3 | 2.6 | DTE Energy |  | 0 | 0
1004310 | 1901 | Lyon Development LF | MI | New Hudson | Oakland | Private | Republic Services, Inc. | 1000000 |  | Yes | 1.5 |  | 166951-1 | Operational | Project #1, De-Expansion #1 | 2010-01-01 | Reciprocating Engine | Electricity |  | 3 |  | DTE Energy |  | 0.1355 | 0.0113
1007751 | 1990 | Muskegon County SWF | MI | Ravenna | Muskegon | Public | Muskegon County, MI | 2733000 | 2008 | Yes | 0.864 |  | 167075-0 | Operational | Project #1 | 2006-12-31 | Direct Thermal | Direct | local foundry uses LFG in most of its furnaces and ovens |  | 0.432 | Eagle Alloy Inc. | Eagle Alloy Inc.; Muskegon County, MI | 0.0378 | 0.0037
1007751 | 1990 | Muskegon County SWF | MI | Ravenna | Muskegon | Public | Muskegon County, MI | 2733000 | 2008 | Yes | 0.864 |  | 181030-0 | Operational | Project #2 | 2006-12-31 | Boiler | Direct | local chemical pigment company uses LFG in its boiler |  | 0.432 | Sun Chemical Company | Muskegon County, MI | 0.0378 | 0.0037
1007729 | 2240 | Northern Oaks Recycling & Disposal Facility | MI | Harrison | Clare | Private | Waste Management, Inc. | 1260000 | 2002 | Yes | 1.56 |  | 180328-0 | Operational | Project #1 | 2008-01-01 | Leachate Evaporation | Direct | 30,000 gpd |  | 0.864 | Northern Oaks Recycling & Disposal Facility | Waste Management, Inc. | 0.0756 | 0.0075
1007729 | 2240 | Northern Oaks Recycling & Disposal Facility | MI | Harrison | Clare | Private | Waste Management, Inc. | 1260000 | 2002 | Yes | 1.56 |  | 181047-0 | Operational | Project #2 | 2010-12-01 | Reciprocating Engine | Electricity | (1) 1600-kW Caterpillar 3520 | 1.6 |  | Consumers Energy | WM Renewable Energy, LLC | 0.0723 | 0.0061
1003686 | 1894 | Oakland Heights Development Landfill | MI | Auburn Hills | Oakland | Private | Republic Services, Inc. | 3000000 | 1999 | Yes | 4.11 | 3.03 | 167010-0 | Operational | Combination Project | 1999-01-01 | Boiler | Direct | Orion plant is between 2 LFs, use LFG in boilers converted from coal-firing to generate steam & provide utility service to the 4.3 mil ft2 main assembly plant & a paint shop, some coal still used in winter but boilers run only on LFG the rest of the year |  | 2.16 | General Motors Company |  | 0.1891 | 0.0187
1002684 | 2241 | Orchard Hill SLF | MI | Watervliet | Berrien | Private | Landfill Management Co. | 3500000 | 2008 | Yes | 1.44 |  | 180329-0 | Operational | Project #1 | 1993-01-01 | Leachate Evaporation | Direct | (1) leachate evaporator, consumes ~250 cfm LFG |  | 0.36 | Orchard Hill LF | Landfill Management Co. | 0.0315 | 0.0031
1002684 | 2241 | Orchard Hill SLF | MI | Watervliet | Berrien | Private | Landfill Management Co. | 3500000 | 2008 | Yes | 1.44 |  | 180329-1 | Operational | Project #1, Expansion #1 | 2007-01-01 | Leachate Evaporation | Direct | (1) leachate evaporator, consumes ~250 cfm LFG |  | 0.36 | Orchard Hill LF | Landfill Management Co. | 0.0315 | 0.0031
1002684 | 2241 | Orchard Hill SLF | MI | Watervliet | Berrien | Private | Landfill Management Co. | 3500000 | 2008 | Yes | 1.44 |  | 200449-0 | Operational | Project #2 | 2013-02-01 | Reciprocating Engine | Electricity | (2) CAT 3520, 20-cylinder engines | 3.2 | 1.872 | Michigan Public Power Agency (MPPA) | Granger Energy | 0.1446 | 0.0121
1007027 | 1883 | Ottawa County Farms Landfill | MI | Coopersville | Ottawa | Private | Republic Services, Inc. | 9000000 | 1998 | Yes | 3.46 | 0.68 | 166932-0 | Shutdown | Project #1 | 1994-06-21 | Reciprocating Engine | Electricity | (6) CAT 3516 engines | 4.8 |  | Consumers Energy | Granger Energy | 0 | 0
1007027 | 1883 | Ottawa County Farms Landfill | MI | Coopersville | Ottawa | Private | Republic Services, Inc. | 9000000 | 1998 | Yes | 3.46 | 0.68 | 166932-1 | Operational | Project #1, Expansion #1 | 2006-02-13 | Reciprocating Engine | Electricity | (1) Caterpillar 3520 | 1.6 | 0.72 | Consumers Energy | Granger Energy | 0.0723 | 0.0061
1007027 | 1883 | Ottawa County Farms Landfill | MI | Coopersville | Ottawa | Private | Republic Services, Inc. | 9000000 | 1998 | Yes | 3.46 | 0.68 | 166932-2 | Operational | Project #1, De-Expansion #1 | 2014-01-01 | Reciprocating Engine | Electricity | (5) CAT 3516 engines | 4 | 2.16 | Consumers Energy | Granger Energy | 0.1807 | 0.0151
1003133 | 1884 | People's Landfill, Inc. | MI | Birch Run | Saginaw | Private | Waste Management, Inc. | 3100000 | 2004 | Yes | 2.11 |  | 166933-0 | Operational | Combination Project | 1995-01-01 | Reciprocating Engine | Electricity | (2) Caterpillar 3516 engines | 1.6 |  | Consumers Energy | North American Natural Resources, Inc. (NANR) | 0.0723 | 0.0061
1003133 | 1884 | People's Landfill, Inc. | MI | Birch Run | Saginaw | Private | Waste Management, Inc. | 3100000 | 2004 | Yes | 2.11 |  | 166933-1 | Operational | Combination Project, Expansion #1 | 1999-01-01 | Reciprocating Engine | Electricity | (2) Caterpillar 3516 engines | 1.6 |  | Consumers Energy | North American Natural Resources, Inc. (NANR) | 0.0723 | 0.0061
1003133 | 1884 | People's Landfill, Inc. | MI | Birch Run | Saginaw | Private | Waste Management, Inc. | 3100000 | 2004 | Yes | 2.11 |  | 166933-2 | Operational | Combination Project, Expansion #2 | 2009-01-28 | Reciprocating Engine | Electricity | (1) Caterpillar 3520 engine | 1.6 |  | Consumers Energy | North American Natural Resources, Inc. (NANR) | 0.0723 | 0.0061
1007745 | 1893 | Pine Tree Acres LF Inc. | MI | New Haven | Macomb | Private | Waste Management, Inc. | 25852909 | 2009 | Yes | 14 |  | 166943-0 | Operational | Project #1 | 2001-07-24 | Reciprocating Engine | Electricity | (5) Caterpillar 3516 engines | 4 | 2 | DTE Energy | Aria Energy | 0.1807 | 0.0151
1007745 | 1893 | Pine Tree Acres LF Inc. | MI | New Haven | Macomb | Private | Waste Management, Inc. | 25852909 | 2009 | Yes | 14 |  | 166943-1 | Operational | Project #1, Expansion #1 | 2003-12-31 | Reciprocating Engine | Electricity | (2) Caterpillar 3516 engines | 1.6 | 1 | DTE Energy | Aria Energy | 0.0723 | 0.0061
1007745 | 1893 | Pine Tree Acres LF Inc. | MI | New Haven | Macomb | Private | Waste Management, Inc. | 25852909 | 2009 | Yes | 14 |  | 166943-2 | Operational | Project #1, Expansion #2 | 2010-03-02 | Reciprocating Engine | Electricity | (2) Caterpillar G3520C engines | 3.2 | 1.73 | DTE Energy | Aria Energy | 0.1446 | 0.0121
1007745 | 1893 | Pine Tree Acres LF Inc. | MI | New Haven | Macomb | Private | Waste Management, Inc. | 25852909 | 2009 | Yes | 14 |  | 166943-3 | Operational | Project #1, Expansion #3 | 2012-07-01 | Reciprocating Engine | Electricity | (8) 20-cylinder Caterpillar G3520C engines | 12.8 | 6.9 | Consumers Energy | WM Renewable Energy, LLC | 0.5783 | 0.0484
1003592 | 12143 | Richfield Landfill | MI | Davison | Genesee | Private | Richfield Landfill, Inc. |  |  | Yes | 0.9 |  | 181114-0 | Operational | Project #1 | 2006-11-01 | High Btu | Upgraded LFG | uses UOP Separex Membrane Technology to create pipeline quality natural gas from LFG |  | 0.9 | Great Lakes Gas Transmission Company | Blue Skies Energy, LLC | 0.0788 | 0.0078
1003601 | 1885 | Riverview Land Preserve | MI | Riverview | Wayne | Public | City of Riverview, MI | 21523745 | 2008 | Yes | 6.12 | 1.08 | 166934-0 | Operational | Project #1 | 1987-01-01 | Gas Turbine | Electricity | (2) Solar T-4500 gas turbines | 6.6 | 4.9 | DTE Energy | Aria Energy; DTE Biomass Energy | 0.2982 | 0.025
1003601 | 1885 | Riverview Land Preserve | MI | Riverview | Wayne | Public | City of Riverview, MI | 21523745 | 2008 | Yes | 6.12 | 1.08 | 200447-0 | Operational | Project #2 | 2013-04-01 | Renewable CNG | Upgraded LFG | 100 cfm LFG yields 450-500 GGE/day CNG for City vehicles |  | 0.14 | City of Riverview, MI | City of Riverview, MI | 0.0123 | 0.0017
1003687 | 1855 | Sauk Trail Hills Landfill | MI | Canton | Wayne | Private | Republic Services, Inc. | 3000000 | 1999 | Yes | 4.6 |  | 181068-0 | Operational | Project #2 | 2013-08-20 | High Btu | Upgraded LFG | (2) Totara+ LFG upgrading systems, when fully operational project should supply 6 million diesel GGE per year |  | 4.6 | DTE Energy | Clean Energy Renewable Fuels | 0.4027 | 0.0398
1004497 | 2195 | Smiths Creek Landfill | MI | Smiths Creek | St. Clair | Public | St. Clair County, MI | 3580000 | 2006 | Yes | 1.9 |  | 180274-0 | Operational | Project #1 | 2011-12-08 | Reciprocating Engine | Electricity |  | 3.2 | 1.9 | DTE Energy | DTE Biomass Energy | 0.1446 | 0.0121
1004025 | 1992 | Southeast Berrien County Landfill | MI | Buchanan | Berrien | Public | Southeast Berrien County Landfill Authority | 2794000 | 2001 | Yes | 1.98 |  | 167077-0 | Operational | Project #1 | 2009-06-01 | Reciprocating Engine | Electricity | (3) Caterpillar 3520s | 4.8 |  | Holland Board of Public Works | North American Natural Resources, Inc. (NANR) | 0.2169 | 0.0182
| 1887 | Tay Mouth Landfill | MI | Birch Run | Saginaw | Private | Republic Services, Inc. | 1000000 |  | Yes | 0.4 |  | 166933-0 | Operational | Combination Project | 1995-01-01 | Reciprocating Engine | Electricity | (2) Caterpillar 3516 engines | 1.6 |  | Consumers Energy | North American Natural Resources, Inc. (NANR) | 0.0723 | 0.0061
1007703 | 1888 | Venice Park Recycling & Disposal Facility | MI | Lennon | Shiawassee | Private | Waste Management, Inc. | 4000000 | 2005 | Yes | 3.93 |  | 166937-0 | Operational | Project #1 | 1992-03-01 | Reciprocating Engine | Electricity | (2) Caterpillar 3516 engine generator sets | 1.6 | 0.8 | Consumers Energy | WM Renewable Energy, LLC | 0.0723 | 0.0061
1007703 | 1888 | Venice Park Recycling & Disposal Facility | MI | Lennon | Shiawassee | Private | Waste Management, Inc. | 4000000 | 2005 | Yes | 3.93 |  | 166937-1 | Operational | Project #1, Expansion #1 | 2000-01-01 | Reciprocating Engine | Electricity | (1) Caterpillar 3516 engine | 0.8 | 0.4 | Consumers Energy | North American Natural Resources, Inc. (NANR) | 0.0361 | 0.003
1007703 | 1888 | Venice Park Recycling & Disposal Facility | MI | Lennon | Shiawassee | Private | Waste Management, Inc. | 4000000 | 2005 | Yes | 3.93 |  | 166937-2 | Operational | Project #1, Expansion #2 | 2004-01-01 | Reciprocating Engine | Electricity | (3) Caterpillar 3516 engines | 2.4 |  | Consumers Energy | North American Natural Resources, Inc. (NANR) | 0.1084 | 0.0091
1007703 | 1888 | Venice Park Recycling & Disposal Facility | MI | Lennon | Shiawassee | Private | Waste Management, Inc. | 4000000 | 2005 | Yes | 3.93 |  | 166937-3 | Operational | Project #1, Expansion #3 | 2010-12-31 | Reciprocating Engine | Electricity | (2) Caterpillar 3516 engines | 1.6 |  | Consumers Energy | North American Natural Resources, Inc. (NANR) | 0.0723 | 0.0061
1004486 | 1897 | Vienna Junction Landfill | MI | Erie | Monroe | Private | Republic Services, Inc. | 1000000 | 1998 | Yes | 2.6 | 1.736 | 166947-0 | Operational | Project #1 | 1995-01-01 | Boiler | Direct | 2 million sq. ft. manufacturing plant produces 130,000-150,000 MMBtu/yr from 2 boilers using LFG |  | 0.864 | General Motors Company |  | 0.0756 | 0.0075
1007720 | 2233 | Waters Landfill | MI | Frederic | Crawford | Private | Waste Management, Inc. | 867692 | 2001 | Yes | 1.39 |  | 180321-0 | Operational | Project #1 | 2006-01-01 | Leachate Evaporation | Direct | 1 unit in place - can evaporate 30,000 gpd of leachate using only 600 cfm LFG, off vapors can be directly discharged and an enclosed flare is no longer required |  | 0.864 | City Env. Services, Inc. of Waters | Waste Management, Inc. | 0.0756 | 0.0075
1005269 | 1889 | Wayne Disposal LF | MI | Belleville | Wayne | Private | EQ - The Environmental Quality Company | 1000000 |  | Yes | 0.555 |  | 166938-0 | Operational | Project #1 | 1986-01-01 | Reciprocating Engine | Electricity | (3) 350-kW Caterpillar engines and (1) 500-kW Caterpillar engine | 1.55 |  | DTE Energy | EQ Energy Recovery, Inc. | 0.07 | 0.0059
1005269 | 1889 | Wayne Disposal LF | MI | Belleville | Wayne | Private | EQ - The Environmental Quality Company | 1000000 |  | Yes | 0.555 |  | 180380-0 | Operational | Project #3 | 2002-01-01 | Stirling Cycle Engine | Electricity | (2) 25-kW Stirling Cycle engines | 0.05 |  | DTE Energy | EQ Energy Recovery, Inc. | 0.0023 | 0.0002
1007831 | 1940 | Westside Recycling and Disposal Facility | MI | Three Rivers | St. Joseph | Private | Waste Management, Inc. | 3000000 | 2001 | Yes | 2.5 |  | 167016-0 | Operational | Project #1 | 1999-01-01 | High Btu | Upgraded LFG | Gas is purified with the Kryosol process to pipeline quality standards |  | 2.5 | DTE Energy | DTE Biomass Energy | 0.2189 | 0.0216
1001993 | 1896 | Whitefeather Landfill | MI | Pinconning | Bay | Private | Republic Services, Inc. | 1868900 | 2002 | Yes | 1.21 |  | 166946-0 | Operational | Project #1 | 2009-07-01 | Reciprocating Engine | Electricity | (2) Caterpillar 3520s | 3.2 | 1.152 | Consumers Energy | Granger Energy | 0.1446 | 0.0121
| 1903 | Woodland Meadows Landfill- North | MI | Wayne | Wayne | Private | Waste Management, Inc. | 2944975 |  | Yes | 0.504 | 0.34 | 166953-0 | Operational | Combination Project | 1991-01-01 | Reciprocating Engine | Electricity | 1.3-mile pipeline to steam boilers and 2.4 MW cogeneration plant (3 engines) - equivalent MW total is 3.5 MW | 0 | 0 | Ford Motor Company | Ameresco, Inc. | 0 | 0
| 1911 | Woodland Meadows Landfill-South | MI | Canton | Wayne | Private | Waste Management, Inc. | 6295758 |  | Yes | 1.8 |  | 166953-1 | Operational | Combination Project, Expansion #1 |  | Reciprocating Engine | Electricity | 1.3-mile pipeline to steam boilers and 2.4 MW cogeneration plant (3 engines) - equivalent MW total is 3.5 MW | 3.5 | 2.016 | Ford Motor Company | Ameresco, Inc. | 0.1581 | 0.0132
1003582 | 1912 | Woodland Meadows Landfill-Van Buren | MI | Wayne | Wayne | Private | Waste Management, Inc. | 13800000 | 2002 | Yes | 4 | 1.984 | 166953-1 | Operational | Combination Project, Expansion #1 |  | Reciprocating Engine | Electricity | 1.3-mile pipeline to steam boilers and 2.4 MW cogeneration plant (3 engines) - equivalent MW total is 3.5 MW | 3.5 | 2.016 | Ford Motor Company | Ameresco, Inc. | 0.1581 | 0.0132
1007743 | 812 | Burnsville SLF | MN | Burnsville | Dakota | Private | Waste Management, Inc. | 10998165 | 2009 | Yes | 2.79 |  | 882-0 | Operational | Project #1 | 1994-01-01 | Reciprocating Engine | Electricity | (5) 800-kW Caterpillar 3516s | 4 | 1.6 | Northern States Power Company |  | 0.1807 | 0.0151
1007743 | 812 | Burnsville SLF | MN | Burnsville | Dakota | Private | Waste Management, Inc. | 10998165 | 2009 | Yes | 2.79 |  | 882-1 | Operational | Project #1, Expansion #1 | 2011-01-01 | Reciprocating Engine | Electricity |  | 0.8 |  | Xcel Energy | WM Renewable Energy, LLC | 0.0361 | 0.003
1004863 | 814 | Crow Wing County SLF (new) | MN | Brainerd | Crow Wing | Public | Crow Wing County, MN | 720000 | 2009 | Yes | 0.28 | 0.237 | 884-0 | Operational | Project #1 | 2009-10-01 | Boiler | Direct | Raypak Raytherm H1125 boiler supplies heat to in-floor heating system in 11,000 sq ft maintenance building, replaced heater orifices in boiler for lower Btu |  | 0.04 | Crow Wing County SLF (new) | Crow Wing County, MN | 0.0035 | 0.0003
1005860 | 815 | East Central SLF (ECSWC) | MN | Mora | Kanabec | Public | East Central Solid Waste Comm. | 1232500 | 2008 | Yes | 0.478 |  | 885-0 | Operational | Project #1 | 2012-04-02 | Reciprocating Engine | Electricity | Caterpillar G3520C 1600 EKW | 1.6 |  | Southern Minnesota Municipal Power Agency (SMMPA) | Southern Minnesota Municipal Power Agency (SMMPA) | 0.0723 | 0.0061
1007672 | 816 | Elk River SLF Inc. | MN | Elk River | Sherburne | Private | Waste Management, Inc. | 1464188 |  | Yes | 3.48 | 1.81 | 180852-0 | Operational | Project #2 | 2002-11-01 | Reciprocating Engine | Electricity | (3) 3516G CAT 800-kW generators | 2.4 | 1.25 | Elk River Municipal Utilities (ERMU) | Elk River Municipal Utilities (ERMU) | 0.1084 | 0.0091
1007672 | 816 | Elk River SLF Inc. | MN | Elk River | Sherburne | Private | Waste Management, Inc. | 1464188 |  | Yes | 3.48 | 1.81 | 180852-1 | Operational | Project #2, Expansion #1 | 2006-07-01 | Reciprocating Engine | Electricity | (1) 3516G CAT 800-kW generators | 0.8 | 0.42 | Elk River Municipal Utilities (ERMU) | Elk River Municipal Utilities (ERMU) | 0.0361 | 0.003
1002059 | 820 | Pine Bend Landfill | MN | Inver Grove Heights | Dakota | Private | Republic Services, Inc. | 18362736 |  | Yes | 6 | 0 | 890-0 | Operational | Project #1 | 1996-01-01 | Combined Cycle | Electricity |  | 12 | 6 | Northern States Power Company |  | 0.5422 | 0.0454
1007742 | 1993 | Spruce Ridge Landfill | MN | Glencoe | McLeod | Private | Waste Management, Inc. | 2920000 | 2001 | Yes | 1.63 |  | 167078-0 | Operational | Project #1 | 2008-04-11 | Reciprocating Engine | Electricity | (3) Caterpillar 3516 engines | 2.4 |  | Glencoe Municipal Electric Utillity | WM Renewable Energy, LLC | 0.1084 | 0.0091
1007742 | 1993 | Spruce Ridge Landfill | MN | Glencoe | McLeod | Private | Waste Management, Inc. | 2920000 | 2001 | Yes | 1.63 |  | 167078-1 | Operational | Project #1, Expansion #1 | 2010-10-31 | Reciprocating Engine | Electricity |  | 0.8 |  | Xcel Energy | WM Renewable Energy, LLC | 0.0361 | 0.003
| 2227 | Waste Disposal Engineering (WDE) SLF | MN | Andover | Anoka | Public | Minnesota Pollution Control Agency | 2400000 |  | Yes | 0.19 | 0.14 | 180311-0 | Operational | Project #1 | 2007-04-02 | Stirling Cycle Engine | Electricity | 4 Stirling engines | 0.02 | 0.05 | Connexus Energy | Minnesota Pollution Control Agency | 0.0009 | 0.0001
1006979 | 850 | Advanced Disposal Oak Ridge Landfill | MO | Ballwin | St. Louis | Private | Advanced Disposal Services | 6514100 | 2009 | Yes | 2.96 |  | 181031-0 | Operational | Project #2 | 2009-06-01 | Direct Thermal | Direct | nearby asphalt plant |  | 1.15 | Simpson Construction Materials | Toro Energy, Inc. | 0.1007 | 0.0099
1005518 | 827 | Black Oak Landfill | MO | Hartville | Wright | Private | WCA Waste Corporation | 4460000 | 2010 | Yes | 0.706 |  | 897-0 | Operational | Project #1 | 2014-10-31 | Reciprocating Engine | Electricity | (2) CAT 3520A+ engines | 1.953 |  | Missouri Joint Municipal Electric Utility Commission | Enerdyne Power Systems, Inc.; WCA Waste Corporation | 0.0882 | 0.0074
1003514 | 829 | Central Missouri SLF | MO | Sedalia | Pettis | Private | WCA Waste Corporation | 2518656 | 2010 | Yes | 2.59 |  | 899-0 | Operational | Project #1 | 2014-04-21 | Reciprocating Engine | Electricity | (1) 1-MW GE-Jenbacher engine & (1) 1.4-MW GE-Jenbacher engine; electricity will power college and Energy Innovation Center (EIC) | 2.4 |  | Kansas City Power & Light | State Fair Community College; WCA Waste Corporation | 0.1084 | 0.0091
1003969 | 830 | Columbia SLF | MO | Columbia | Boone | Public | City of Columbia, MO | 3631205 | 2013 | Yes | 1.32 |  | 900-0 | Operational | Project #1 | 2008-06-16 | Reciprocating Engine | Electricity | (2) engines | 2.1 |  | City of Columbia, MO | City of Columbia, MO; Sexton Energy LLC | 0.0949 | 0.0079
1003969 | 830 | Columbia SLF | MO | Columbia | Boone | Public | City of Columbia, MO | 3631205 | 2013 | Yes | 1.32 |  | 900-1 | Operational | Project #1, Expansion #1 | 2011-08-31 | Cogeneration | Electricity | waste heat captured from existing engine project heats Material Recovery Facility and 2 maintenance bays in the Landfill Operations Center displacing propane use (~10,000 gallons per winter), 1.15 MMBtu/hr total | 0 |  | City of Columbia, MO | Burns & McDonnell; City of Columbia, MO | 0 | 0
1003969 | 830 | Columbia SLF | MO | Columbia | Boone | Public | City of Columbia, MO | 3631205 | 2013 | Yes | 1.32 |  | 900-2 | Operational | Project #1, Expansion #2 | 2013-08-31 | Reciprocating Engine | Electricity | (1) engine | 1 |  | City of Columbia, MO |  | 0.0452 | 0.0038
1007631 | 2290 | Courtney Ridge Landfill, LLC | MO | Sugar Creek | Jackson | Private | Republic Services, Inc. |  |  | Yes | 2.41 | 0 | 180382-0 | Operational | Project #1 | 2009-05-01 | Direct Thermal | Direct | 6,500-foot pipeline under a highway to injection point in cement plant preheater tower; offsets 15% of fossil fuel use |  | 1.81 | Central Plains Cement | Lafarge North America Inc. | 0.1585 | 0.0156
1007631 | 2290 | Courtney Ridge Landfill, LLC | MO | Sugar Creek | Jackson | Private | Republic Services, Inc. |  |  | Yes | 2.41 | 0 | 180382-1 | Operational | Project #1, Expansion #1 | 2010-01-01 | Direct Thermal | Direct | 6,500-foot pipeline under a highway to injection point in cement plant preheater tower; offsets 15% of fossil fuel use |  | 0.74 | Central Plains Cement | Lafarge North America Inc. | 0.0648 | 0.0064
| 863 | Fulton SLF | MO | Fulton | Callaway | Public | City of Fulton, MO | 330514 | 2007 | Yes | 0.13 |  | 933-0 | Operational | Project #1 | 2011-08-31 | Reciprocating Engine | Electricity | specialized Guascor engine designed to run on low LFG flows | 0.225 |  | Callaway Electric Cooperative |  | 0.0102 | 0.0009
1008252 | 832 | IESI Champ Landfill | MO | Maryland Heights | St. Louis | Private | Progressive Waste Solutions Ltd. | 25000000 | 2008 | Yes |  |  | 166964-0 | Operational | Project #1 | 1983-01-01 | Direct Thermal | Direct | oil burner and rotary dryers at North Asphalt plant, boiler at concrete facility |  |  | Breckenridge Ready-Mix |  | 0 | 0
1008252 | 832 | IESI Champ Landfill | MO | Maryland Heights | St. Louis | Private | Progressive Waste Solutions Ltd. | 25000000 | 2008 | Yes |  |  | 166964-1 | Operational | Project #1, Expansion #1 | 2009-01-01 | Direct Thermal | Direct | Mid-Valley Radiants 22 ft, low intensity, infrared heater rated at 70,000 btuh (NG) installed out of the box used to keep the chill off a raw material bin at asphalt plant |  | 0.01 | Breckenridge Ready-Mix |  | 0.0009 | 0.0001
1008252 | 832 | IESI Champ Landfill | MO | Maryland Heights | St. Louis | Private | Progressive Waste Solutions Ltd. | 25000000 | 2008 | Yes |  |  | 180973-0 | Operational | Project #4 | 2012-06-12 | Gas Turbine | Electricity | (3) Solar Mercury turbines producing 4.6 MW each; H2S removed by SulfaTreat system | 13.8 |  | Ameren Missouri | Ameren Missouri | 0.6235 | 0.0522
1008252 | 832 | IESI Champ Landfill | MO | Maryland Heights | St. Louis | Private | Progressive Waste Solutions Ltd. | 25000000 | 2008 | Yes |  |  | 181022-0 | Operational | Project #2 | 1986-01-01 | Greenhouse | Direct | (5) forced air furnaces |  | 0.0576 | Jaeger Greenhouses |  | 0.005 | 0.0005
1008252 | 832 | IESI Champ Landfill | MO | Maryland Heights | St. Louis | Private | Progressive Waste Solutions Ltd. | 25000000 | 2008 | Yes |  |  | 902-0 | Operational | Project #3 | 1997-01-01 | Boiler | Direct | 0.7 mile pipeline |  | 0.3 | Pattonville High School, MO |  | 0.0263 | 0.0026
1002141 | 12208 | IESI Timber Ridge Landfill | MO | Richwoods | Washington | Private | Progressive Waste Solutions Ltd. |  |  | Yes | 0.462 | 0.422 | 181130-0 | Operational | Project #1 | 2012-12-14 | Leachate Evaporation | Direct |  |  | 0.04 | IESI Timber Ridge Landfill |  | 0.0035 | 0.0003
1003624 | 835 | Jefferson City Sanitary Landfill | MO | Jefferson City | Cole | Private | Republic Services, Inc. | 3800000 | 2006 | Yes | 1.39 |  | 905-0 | Operational | Project #1 | 2009-03-31 | Cogeneration | Electricity | LFG piped 3.5 mi. to (3) GE Jenbacher JMS-320 engines on State property, each with a 1,060-kW generator & a heat recovery steam generator (HRSG) to supply hot water & steam for two State-owned prisons' entire thermal needs (115,500 MMBtu/yr total) | 3.2 | 1.3 | Columbia Water and Light; Jefferson City and Algoa Correctional Centers | Ameresco, Inc. | 0.1446 | 0.0121
| 2425 | Lamar Landfill | MO | Lamar | Barton | Public | City of Lamar, MO |  |  | Yes |  |  | 904-0 | Operational | Combination Project | 2010-06-30 | Reciprocating Engine | Electricity | (2) 1.6-MW Caterpillar reciprocating engines | 3.2 | 1.87 | Missouri Public Utility Alliance |  | 0.1446 | 0.0121
1007632 | 834 | Prairie View Regional Waste Facility | MO | Lamar | Barton | Private | Republic Services, Inc. | 5889917 | 2001 | Yes | 1.89 |  | 904-0 | Operational | Combination Project | 2010-06-30 | Reciprocating Engine | Electricity | (2) 1.6-MW Caterpillar reciprocating engines | 3.2 | 1.87 | Missouri Public Utility Alliance |  | 0.1446 | 0.0121
1003871 | 929 | Rumble Landfill #2 | MO | Sugar Creek | Jackson | Private | Waste Management, Inc. | 3743617 |  | Yes | 1.11 | 0 | 180438-0 | Shutdown | Project #2 | 2005-09-01 | Direct Thermal | Direct | 2,000 feet of 10-inch pipeline to injection point in cement plant preheater tower; offsets 5% of fossil fuel use |  | 1.34 | Central Plains Cement | Lafarge North America Inc.; Waste Management, Inc. | 0 | 0
1003871 | 929 | Rumble Landfill #2 | MO | Sugar Creek | Jackson | Private | Waste Management, Inc. | 3743617 |  | Yes | 1.11 | 0 | 180438-1 | Operational | Project #2, De-Expansion #1 | 2009-01-01 | Direct Thermal | Direct | 2,000 feet of 10-inch pipeline to injection point in cement plant preheater tower; offsets 5% of fossil fuel use |  | 1.07 | Central Plains Cement | Lafarge North America Inc.; Waste Management, Inc. | 0.0937 | 0.0092
1003871 | 929 | Rumble Landfill #2 | MO | Sugar Creek | Jackson | Private | Waste Management, Inc. | 3743617 |  | Yes | 1.11 | 0 | 999-0 | Operational | Project #1 | 1998-01-01 | Greenhouse | Direct |  |  | 0.0216 | Fort Osage School District's Career and Technology Center | Waste Management, Inc. | 0.0019 | 0.0002
1002906 | 846 | Springfield Sanitary Landfill | MO | Willard | Greene | Public | City of Springfield, MO | 5125248 | 2008 | Yes | 1.58 | 0 | 916-0 | Operational | Project #1 | 2006-05-10 | Reciprocating Engine | Electricity | Electric generating station consisting of (2) Caterpillar 3520 IC engine/generator sets, electric interconnection, and 12 miles of transmission lines to City Utilities of Springfield distribution system in the city | 3 | 1.58 | City Utilities of Springfield, MO | Aria Energy | 0.1355 | 0.0113
1002906 | 846 | Springfield Sanitary Landfill | MO | Willard | Greene | Public | City of Springfield, MO | 5125248 | 2008 | Yes | 1.58 | 0 | 916-1 | Planned | Project #1, Expansion #1 | 2016-12-31 | Cogeneration | Electricity | [5 empty] | 0 | 0
1001925 | 847 | St. Joseph City SLF | MO | St. Joseph | Buchanan | Public | City of St. Joseph, MO | 3764898 | 2011 | Yes | 0.813 |  | 917-0 | Operational | Project #1 | 2012-03-30 | Reciprocating Engine | Electricity | (1) CAT G3520C engine | 1.6 | 0.72 | Kansas City Power & Light | Kansas City Power & Light | 0.0723 | 0.0061
1005964 | 1958 | Golden Triangle Regional Landfill | MS | Starkville | Oktibbeha | Public | Golden Triangle Regional Solid Waste Management Authority, MS | 2000000 | 2011 | Yes | 0.449 |  | 167040-0 | Operational | Project #1 | 2011-09-30 | Reciprocating Engine | Electricity | (1) GE Jenbacher J320 20-cylinder engine | 0.999 | 0.5 | Tennessee Valley Authority (TVA) | Golden Triangle Regional Solid Waste Management Authority, MS | 0.0451 | 0.0038
1007890 | 1963 | Pecan Grove Sanitary Landfill | MS | Pass Christian | Harrison | Private | Waste Management, Inc. | 8212531 | 2009 | Yes | 3.3 | 0 | 167045-0 | Operational | Project #1 | 2005-07-12 | Boiler | Direct | LFG is used in retrofitted boiler(s) 24/7, piped over 5 miles to titanium dioxide plant, system designed for 3,200 cfm, 99.99% sulfur removal from the raw LFG |  | 3.3 | EI DuPont de Nemours & Company | Toro Energy, Inc. | 0.2889 | 0.0285
1007890 | 1963 | Pecan Grove Sanitary Landfill | MS | Pass Christian | Harrison | Private | Waste Management, Inc. | 8212531 | 2009 | Yes | 3.3 | 0 | 200731-0 | Operational | Project #2 |  | Leachate Evaporation | Direct |  |  |  | Waste Management, Inc. |  | 0 | 0
1007891 | 1967 | Prairie Bluff Sanitary Landfill | MS | Houston | Chickasaw | Private | Waste Management, Inc. | 14077823 | 2010 | Yes | 1.97 | 0.66 | 167049-0 | Operational | Project #1 | 2009-07-01 | Leachate Evaporation | Direct | up to 600 gallons per hour of leachate disposal using 200 cfm LFG |  | 0.288 | Prairie Bluff Sanitary Landfill | Waste Management, Inc. | 0.0252 | 0.0025
1007891 | 1967 | Prairie Bluff Sanitary Landfill | MS | Houston | Chickasaw | Private | Waste Management, Inc. | 14077823 | 2010 | Yes | 1.97 | 0.66 | 181081-0 | Operational | Project #2 | 2012-10-24 | Reciprocating Engine | Electricity | (1) Caterpillar model G3520C | 1.6 |  | Tennessee Valley Authority (TVA) | WM Renewable Energy, LLC | 0.0723 | 0.0061
1002547 | 1968 | Three Rivers Regional Landfill | MS | Pontotoc | Pontotoc | Public | Three Rivers Regional Solid Waste Management Authority, MS | 2405150 | 2008 | Yes | 0.65 |  | 167050-0 | Operational | Project #1 | 2012-02-07 | Reciprocating Engine | Electricity | (1) containerized MWM engine provided by 2G-CENERGY | 1 |  | Tennessee Valley Authority (TVA) | Three Rivers Regional Solid Waste Management Authority, MS | 0.0452 | 0.0038
1000477 | 2141 | Billings City Landfill | MT | Billings | Yellowstone | Public | City of Billings, MT | 5000000 | 2009 | Yes | 0.895 |  | 180208-0 | Operational | Project #1 | 2010-12-07 | High Btu | Upgraded LFG | Guild PSA Stage #1 system removes water vapor, H2S, siloxanes, non-methane hydrocarbons, organic halides, and CO2; Molecular Gate PSA Stage #2 system removes nitrogen; tail gas is 46% CH4 and used in a genset to provide power to the facility |  | 0.895 | Montana-Dakota Utilities Co. | LFG Technologies, Inc.; Montana-Dakota Utilities Co. | 0.0784 | 0.0077
1007460 | 2287 | Flathead County Landfill | MT | Kalispell | Flathead | Public | Flathead County Solid Waste District, MT | 1576515 | 2008 | Yes | 0.72 | 0 | 180949-0 | Operational | Project #2 | 2009-06-26 | Reciprocating Engine | Electricity | (1) Caterpillar G3520C engine | 0.84 | 0.53 | Flathead Electric Cooperative, Inc. | Flathead Electric Cooperative, Inc. | 0.038 | 0.0032
1007460 | 2287 | Flathead County Landfill | MT | Kalispell | Flathead | Public | Flathead County Solid Waste District, MT | 1576515 | 2008 | Yes | 0.72 | 0 | 180949-1 | Operational | Project #2, Expansion #1 | 2011-09-01 | Reciprocating Engine | Electricity | (1) Caterpillar G3520C engine | 0.36 | 0.19 | Flathead Electric Cooperative, Inc. | Flathead Electric Cooperative, Inc. | 0.0163 | 0.0014
1001943 | 1059 | Blackburn SLF | NC | Newton | Catawba | Public | Catawba County, NC | 2681250 | 2003 | Yes | 1.584 | 0 | 1132-0 | Operational | Project #1 | 1999-01-01 | Reciprocating Engine | Electricity | (2) GE-Jenbacher JGC-320GS-LL engines | 2 | 1.07 | Duke Energy | Catawba County, NC | 0.0904 | 0.0076
1001943 | 1059 | Blackburn SLF | NC | Newton | Catawba | Public | Catawba County, NC | 2681250 | 2003 | Yes | 1.584 | 0 | 1132-1 | Operational | Project #1, Expansion #1 | 2003-01-01 | Reciprocating Engine | Electricity | (1) GE-Jenbacher JGC-320GS-LL engine | 1 | 0.53 | Duke Energy | Catawba County, NC | 0.0452 | 0.0038
1001943 | 1059 | Blackburn SLF | NC | Newton | Catawba | Public | Catawba County, NC | 2681250 | 2003 | Yes | 1.584 | 0 | 1132-2 | Operational | Project #1, Expansion #2 (CHP) | 2011-10-01 | Cogeneration | Electricity | waste heat from engines provides heat to biodiesel research facility at the EcoComplex | 0 |  | Catawba County, NC | Appalachian State University Energy Center; Catawba County, NC | 0 | 0
1001775 | 2142 | Buncombe County New Landfill | NC | Alexander | Buncombe | Public | Buncombe County Department of Solid Waste, NC | 1746706 | 2009 | Yes | 0.72 | 0.14 | 180210-0 | Operational | Project #1 | 2011-11-21 | Reciprocating Engine | Electricity | (1) GE Jenbacher engine | 1.4 | 0.58 | Duke Energy Progress | Buncombe County Department of Solid Waste, NC | 0.0633 | 0.0053
1006406 | 1052 | Buncombe County Old Landfill | NC | Woodfin | Buncombe | Public | Buncombe County Department of Solid Waste, NC | 3300000 |  | Yes | 0.387 |  | 180845-0 | Operational | Project #2 | 2006-03-06 | Reciprocating Engine | Electricity | one Deutz CHP engine unit, although CHP portion of project not yet implemented | 0.984 | 0.71 | Duke Energy Progress | Enerdyne Power Systems, Inc. | 0.0445 | 0.0037
1003099 | 1071 | Charlotte Motor Speedway Landfill V | NC | Concord | Cabarrus | Private | Republic Services, Inc. | 4500000 | 1999 | Yes | 7.79 | 1.99 | 1144-0 | Operational | Project #1 | 1999-12-15 | Gas Turbine | Electricity | 1 Taurus unit with capacity of 5.3 MW | 4 | 2.1 | Duke Energy |  | 0.1807 | 0.0151
1003099 | 1071 | Charlotte Motor Speedway Landfill V | NC | Concord | Cabarrus | Private | Republic Services, Inc. | 4500000 | 1999 | Yes | 7.79 | 1.99 | 1144-1 | Operational | Project #1, Expansion #1 | 2012-06-06 | Gas Turbine | Electricity | (2) Solar Taurus 60-7901 combustion gas turbines each driving a 5.75 MW generator | 7.5 | 3.4 | Duke Energy | Fortistar Methane Group | 0.3388 | 0.0284
1007078 | 1063 | City of Durham SLF | NC | Durham | Durham | Public | City of Durham, NC | 3600000 |  | Yes | 1.14 |  | 1136-0 | Operational | Project #1 | 2009-12-15 | Reciprocating Engine | Electricity | (2) 1.1-MW, 20-cylinder GE Jenbacher 320 engines running (3 total on site) | 2 |  | Duke Energy | Methane Power, LLC | 0.0904 | 0.0076
1006978 | 1064 | City of Greensboro White Street Landfill | NC | Greensboro | Guilford | Public | City of Greensboro, NC | 7616175 |  | Yes | 3.05 | 2.08 | 1137-0 | Shutdown | Project #1 | 1997-01-01 | Boiler | Direct | 1927 Hiene field-erected brick set 70,000 lb/hr boiler retrofitted with 2 Coen burners to generate 30,000 lb/hr of 350 psig saturated steam (co-fired with NG or #6 fuel oil), LFG is monitored at each well for % CH4, CO2, & O, and vacuum |  | 2.2 | Cone Mills |  | 0 | 0
1006978 | 1064 | City of Greensboro White Street Landfill | NC | Greensboro | Guilford | Public | City of Greensboro, NC | 7616175 |  | Yes | 3.05 | 2.08 | 1137-1 | Operational | Project #1, De-Expansion #1 | 2004-01-01 | Boiler | Direct | 1927 Hiene field-erected brick set 70,000 lb/hr boiler retrofitted with 2 Coen burners to generate 30,000 lb/hr of 350 psig saturated steam (co-fired with NG or #6 fuel oil), LFG is monitored at each well for % CH4, CO2, & O, and vacuum |  | 0.97 | Cone Mills |  | 0.0849 | 0.0084
| 1072 | Columbus County, ARS | NC | Whiteville | Columbus | Public | Columbus County, NC | 1250000 | 1997 | Yes | 0.14 | 0.03 | 1145-0 | Operational | Project #1a | 2013-12-01 | Greenhouse | Direct | LFG fuels boiler which heats the greenhouse newly built to grow Venus flytraps through micropropagation |  | 0.03 | Southeastern Community College | Appalachian State University Energy Center; Cape Fear Resource Conservation and Development; Carlson Environmental Consultants, PC; Columbus County, NC | 0.0026 | 0.0003
| 1072 | Columbus County, ARS | NC | Whiteville | Columbus | Public | Columbus County, NC | 1250000 | 1997 | Yes | 0.14 | 0.03 | 200413-0 | Operational | Project #1b | 2013-02-11 | Reciprocating Engine | Electricity | (3) 85-kW truck engines but only (2) run at a time | 0.21 | 0.08 | Brunswick Electric Membership Corporation | Appalachian State University Energy Center; Cape Fear Resource Conservation and Development; Carlson Environmental Consultants, PC; Columbus County, NC | 0.0095 | 0.0008
1001627 | 1075 | Cumberland County Ann Street Landfill | NC | Fayetteville | Cumberland | Public | Cumberland County, NC | 1651776 | 2000 | Yes | 1.8 |  | 1148-0 | Operational | Project #1 | 1997-12-01 | Boiler | Direct | LFG is refrigerated, filtered through a 10 micron screen, and compressed before being piped 2 miles under a river to a steam boiler and oil heater at soybean processing facility; 2nd boiler (53 MMBtu/hr on LFG) added in 2006 |  | 1 | Cargill | DTE Biomass Energy | 0.0875 | 0.0086
1004204 | 1077 | Davidson County LF | NC | Thomasville | Davidson | Public | Davidson County, NC | 856860 | 2003 | Yes | 1.11 |  | 1150-0 | Operational | Project #1 | 2010-12-01 | Reciprocating Engine | Electricity | Caterpillar G3520C | 1.6 |  | Duke Energy | DTE Biomass Energy | 0.0723 | 0.0061
1000554 | 1082 | Edgecombe County LF | NC | Tarboro | Edgecombe | Public | Edgecombe County, NC | 1800000 | 2013 | Yes | 0.36 |  | 1155-0 | Operational | Project #1 | 2014-04-01 | Reciprocating Engine | Electricity | (2) 370-kW engines | 0.74 | 0.36 | Edgecombe-Martin County Electric Membership Corporation | Edgecombe County, NC; S&ME, Inc. | 0.0334 | 0.0028
1005137 | 1084 | Gaston County LF | NC | Dallas | Gaston | Public | Gaston County, NC | 2457578 | 2008 | Yes | 1.44 | 0.14 | 1157-0 | Operational | Project #1 | 2011-08-31 | Reciprocating Engine | Electricity | (3) GE-Jenbacher 420 engines at 1.4 MW each, (2) online initially | 2.8 | 1.3 | Duke Energy | Gaston County, NC | 0.1265 | 0.0106
1005137 | 1084 | Gaston County LF | NC | Dallas | Gaston | Public | Gaston County, NC | 2457578 | 2008 | Yes | 1.44 | 0.14 | 1157-1 | Operational | Project #1, Expansion #1 | 2016-01-01 | Reciprocating Engine | Electricity | 3rd unit initially used as peaking unit, came online full time in January 2016 | 1.4 | 0.65 | Duke Energy | Gaston County, NC | 0.0633 | 0.0053
1003137 | 1067 | Hanes Mill Road Landfill | NC | Winston-Salem | Forsyth | Public | City of Winston-Salem, NC | 5258571 |  | Yes | 3.312 | 0.432 | 1140-0 | Operational | Project #1 | 1996-07-01 | Gas Turbine | Electricity | Solar Taurus T-6500 turbine | 4.3 | 2.88 | Duke Energy | Aria Energy; DTE Biomass Energy | 0.1943 | 0.0163
| 1091 | Haywood County LF | NC | Haywood | Haywood | Public | Haywood County, NC | 550000 | 1993 | Yes | 0.23 |  | 1164-0 | Operational | Project #1 | 2012-06-25 | Reciprocating Engine | Electricity | KSD Engine | 0.075 |  | Haywood Electric Membership Cooperative (EMC) |  | 0.0034 | 0.0003
1006514 | 1098 | Iredell County LF | NC | Statesville | Iredell | Public | Iredell County, NC | 2280900 | 2001 | Yes | 1.98 |  | 1172-0 | Operational | Project #1 | 2008-08-15 | Reciprocating Engine | Electricity | (2) Caterpillar 3520s | 3.2 | 1.6 | EnergyUnited Electric Cooperative | DTE Biomass Energy | 0.1446 | 0.0121
| 1099 | Jackson County Landfill | NC | Dillsboro | Jackson | Public | Jackson County, NC | 750000 |  | Yes | 0.0576 | 0 | 1173-0 | Operational | Project #1 - Direct Thermal | 2006-10-06 | Direct Thermal | Direct | LFG used for: forges at three blacksmithing studios, in a series of greenhouses in green energy park, a metal art foundry, glassblowing studios, cloth dyeing; heat exchangers at forges and furnace and radiators provide facility heating |  | 0.0576 | Jackson County Green Energy Park, NC | Jackson County Green Energy Park, NC | 0.005 | 0.0005
| 1099 | Jackson County Landfill | NC | Dillsboro | Jackson | Public | Jackson County, NC | 750000 |  | Yes | 0.0576 | 0 | 1173-1 | Shutdown | Project #1 - Boiler | 2006-10-23 | Boiler | Direct | Using LFG in recycled NG cast iron boiler at a refinery to produce 1 million gal/yr biodiesel from county waste oils, biodiesel used by county vehicles and for retail sales |  |  | Smoky Mountain Biofuels, Inc. | Jackson County Green Energy Park, NC | 0 | 0
1004252 | 1100 | Johnston County MSW LF | NC | Smithfield | Johnston | Public | Johnston County, NC | 2633209 | 2009 | Yes | 0.92 |  | 1174-0 | Operational | Project #1 | 2013-06-19 | Reciprocating Engine | Electricity | possible heat recovery; (1) CAT 3520 | 1.6 | 0.92 | Duke Energy Progress | C2i Methane Partners | 0.0723 | 0.0061
1005786 | 1837 | North Wake County Landfill | NC | Raleigh | Wake | Public | Wake County, NC | 6060000 | 2008 | Yes | 2.2 |  | 166410-0 | Shutdown | Project #1 | 1997-11-01 | Boiler | Direct | LFG treated to remove moisture but not contaminants; 1.8-mile pipeline to Cleaver Brooks fire-tube steam boiler designed to burn LFG with NG as back-up, generating 23-25,000 lb steam/hr, 1/2 of plant's demand |  | 1.296 | Mallinckrodt LLC | DTE Biomass Energy | 0 | 0
1005786 | 1837 | North Wake County Landfill | NC | Raleigh | Wake | Public | Wake County, NC | 6060000 | 2008 | Yes | 2.2 |  | 166410-1 | Operational | Project #1, Expansion #1 | 2006-05-15 | Boiler | Direct | 1.8-mi pipeline; existing boiler (baseload, blr #5) with max heat input of 96.2 MMBtu/hr modified in 2006 to add LFG as another fuel, co-fire LFG and NG to meet site's steam demands; new boiler installed late 2012/early 2013 also combusts LFG |  | 2.2 | Mallinckrodt LLC | DTE Biomass Energy | 0.1926 | 0.019
| 1115 | Onslow County LF | NC | Jacksonville | Onslow | Public | Onslow County Solid Waste Department, NC | 923543 |  | Yes |  |  | 180931-0 | Operational | Combination Project | 2013-11-20 | Reciprocating Engine | Electricity | (1) 1.953-MW CAT G3520A+ engine with gear-box to increase output & efficiency | 1.953 | 1.08 | Duke Energy Progress | Enerdyne Power Systems, Inc. | 0.0882 | 0.0074
1001953 | 10781 | Onslow County LF #2 | NC | Jacksonville | Onslow | Public | Onslow County Solid Waste Department, NC | 1500000 | 2012 | Yes |  |  | 180931-0 | Operational | Combination Project | 2013-11-20 | Reciprocating Engine | Electricity | (1) 1.953-MW CAT G3520A+ engine with gear-box to increase output & efficiency | 1.953 | 1.08 | Duke Energy Progress | Enerdyne Power Systems, Inc. | 0.0882 | 0.0074
1005524 | 1116 | Orange County Regional Landfill | NC | Chapel Hill | Orange | Public | Orange County, NC | 2200000 | 2007 | Yes | 0.68 | 0.25 | 1190-0 | Operational | Project #1 | 2013-08-01 | Reciprocating Engine | Electricity | GE-Jenbacher J320 engine spec'd for 350 scfm at 100% load | 1.059 | 0.43 | Duke Energy Progress | The University of North Carolina at Chapel Hill | 0.0478 | 0.004
1007456 | 1121 | Piedmont SLF | NC | Kernersville | Forsyth | Private | Waste Management, Inc. | 959464 |  | Yes | 1.31 |  | 1195-0 | Operational | Project #1 | 2011-01-31 | Reciprocating Engine | Electricity |  | 2.4 |  | Duke Energy | WM Renewable Energy, LLC | 0.1084 | 0.0091
1010987 | 1122 | Pitt County LF | NC | Greenville | Pitt | Public | Pitt County, NC | 3064206 |  | Yes | 0.36 | 0 | 1196-0 | Shutdown | Project #1 | 1998-01-01 | Boiler | Direct | 1 boiler of 2 produces steam for hospital use |  | 1 | Pitt County Memorial Hospital | Enerdyne Power Systems, Inc. | 0 | 0
1010987 | 1122 | Pitt County LF | NC | Greenville | Pitt | Public | Pitt County, NC | 3064206 |  | Yes | 0.36 | 0 | 1196-1 | Operational | Project #1, De-Expansion #1 | 2011-01-01 | Boiler | Direct | 1 boiler of 2 produces steam for hospital use |  | 0.36 | Pitt County Memorial Hospital | Enerdyne Power Systems, Inc. | 0.0315 | 0.0031
1003481 | 1127 | Robeson County LF | NC | St. Pauls | Robeson | Public | Robeson County, NC | 2200000 | 2009 | Yes | 1.152 |  | 1201-0 | Operational | Project #1 | 2012-01-13 | Reciprocating Engine | Electricity | GE Jenbacher 20-cylinder J320c82 engine, operates at 94% capacity using 335 scfm LFG, system includes a gas conditioning skid; will install siloxane removal system | 1.06 | 0.482 | North Carolina Electric Membership Corporation |  | 0.0479 | 0.004
1003481 | 1127 | Robeson County LF | NC | St. Pauls | Robeson | Public | Robeson County, NC | 2200000 | 2009 | Yes | 1.152 |  | 1201-1 | Operational | Project #1, Expansion #1 | 2015-04-01 | Reciprocating Engine | Electricity |  | 1 | 0.576 |  |  | 0.0452 | 0.0038
| 1128 | Rockingham County LF | NC | Madison | Rockingham | Public | Rockingham County, NC | 1357483 |  | Yes |  |  | 1202-0 | Operational | Combination Project | 2014-02-28 | Cogeneration | Electricity | 800 kW/h - 2G avus 800 with MWM prime mover engine in container module; siloxane gas treatment & dehumidification system | 0.8 | 0.445 | Duke Energy |  | 0.0361 | 0.003
1004501 | 2064 | Rockingham County LF#2 | NC | Madison | Rockingham | Public | Rockingham County, NC | 1268460 | 2011 | Yes | 0.445 |  | 1202-0 | Operational | Combination Project | 2014-02-28 | Cogeneration | Electricity | 800 kW/h - 2G avus 800 with MWM prime mover engine in container module; siloxane gas treatment & dehumidification system | 0.8 | 0.445 | Duke Energy |  | 0.0361 | 0.003
1004255 | 1132 | Sampson County LF | NC | Roseboro | Sampson | Public | Sampson County, NC | 3000000 | 2001 | Yes | 1.52 | 0.795 | 181053-0 | Operational | Project #1 | 2012-09-15 | Leachate Evaporation | Direct | E-Vap unit uses 500 cfm LFG to evaporate more than 30,000 gpd of leachate |  | 0.72 | Sampson County LF |  | 0.063 | 0.0062
1004118 | 2336 | Sampson County LF #2 | NC | Roseboro | Sampson | Private | Waste Industries USA, Inc. | 8500000 | 2010 | Yes | 5.18 | 2.1 | 1206-0 | Operational | Project #1 | 2011-03-14 | Reciprocating Engine | Electricity | (4) CAT G3520C engines | 6.4 | 3.08 | Duke Energy Progress | Waste Industries USA, Inc. | 0.2892 | 0.0242
1004118 | 2336 | Sampson County LF #2 | NC | Roseboro | Sampson | Private | Waste Industries USA, Inc. | 8500000 | 2010 | Yes | 5.18 | 2.1 | 1206-1 | Operational | Project #1, Expansion #1 | 2011-12-01 | Reciprocating Engine | Electricity | 5th CAT G3520C engine | 1.6 | 0.77 | Duke Energy Progress | Waste Industries USA, Inc. | 0.0723 | 0.0061
1004118 | 2336 | Sampson County LF #2 | NC | Roseboro | Sampson | Private | Waste Industries USA, Inc. | 8500000 | 2010 | Yes | 5.18 | 2.1 | 1206-2 | Operational | Project #1, Expansion #2 | 2013-12-31 | Reciprocating Engine | Electricity | 6th CAT G3520C engine | 1.6 | 0.77 | Duke Energy Progress | Waste Industries USA, Inc. | 0.0723 | 0.0061
1004408 | 10620 | South Wake LF (New) | NC | Apex | Wake | Public | Wake County, NC | 331816 | 2008 | Yes | 2.88 |  | 180918-0 | Operational | Project #1 | 2013-09-23 | Reciprocating Engine | Electricity | (18) dual-fuel Detroit Diesel Series 60 engines | 3.2 | 1.44 | Duke Energy Progress | INGENCO | 0.1446 | 0.0121
1004408 | 10620 | South Wake LF (New) | NC | Apex | Wake | Public | Wake County, NC | 331816 | 2008 | Yes | 2.88 |  | 180918-1 | Operational | Project #1, Expansion #1 | 2015-11-01 | Reciprocating Engine | Electricity | Increased LFG flow to existing (18) dual-fuel Detroit Diesel Series 60 engines and added (6) additional engines | 2.8 |  | Duke Energy Progress | INGENCO | 0.1265 | 0.0106
| 1137 | Surry County LF 2 | NC | Elkin | Surry | Public | Surry County | 645506 |  | Yes |  |  | 1211-0 | Operational | Project #1 | 2013-06-01 | Reciprocating Engine | Electricity | (1) CAT 3520 with plans to add 2 more after 2018 | 1.6 |  | Duke Energy | Barnabas Investment Group, LLC | 0.0723 | 0.0061
1003035 | 1074 | Tuscarora Long-Term Regional Landfill | NC | New Bern | Craven | Public | Coastal Regional Solid Waste Management Authority, NC | 3100000 | 2009 | Yes | 1.26 |  | 1147-0 | Operational | Project #1 | 2007-07-16 | Reciprocating Engine | Electricity | Detroit Diesel engines, installing 4 MW capacity (3 MW total capacity now) | 2.33 | 1 | Duke Energy Progress | INGENCO | 0.1053 | 0.0088
1004831 | 1110 | Uwharrie Environmental Regional LF | NC | Mount Gilead | Montgomery | Private | Republic Services, Inc. | 5424251 | 2006 | Yes | 4.752 |  | 1184-0 | Operational | Project #1 | 2014-07-28 | Reciprocating Engine | Electricity | (6) CAT 3520s | 9.6 | 4.752 | Duke Energy Progress | DTE Biomass Energy | 0.4337 | 0.0363
| 2201 | Watauga County Landfill | NC | Boone | Watauga | Public | Watauga County, NC | 546000 | 1994 | Yes | 0.22 |  | 180285-0 | Operational | Project #1 | 2012-03-20 | Reciprocating Engine | Electricity | (2) KSD 100-kW engines, LFG will be used to provide power generation for the transfer and recycling facility and maintenance facility; ~25% used onsite & ~75% into grid | 0.186 | 0.13 | Duke Energy; Watauga County, NC | Appalachian State University Energy Center; Watauga County, NC | 0.0084 | 0.0007
1005274 | 1150 | Wayne County LF | NC | Dudley | Wayne | Public | Wayne County, NC | 2416380 |  | Yes | 0.872 |  | 1224-0 | Operational | Project #1 | 2010-12-31 | Reciprocating Engine | Electricity | (2) GE Jenbacher units running (3 on site) | 2 |  | Duke Energy Progress | Methane Power, LLC | 0.0904 | 0.0076
1011066 | 1066 | Wilder's Grove Landfill | NC | Raleigh | Wake | Public | City of Raleigh Solid Waste Services Dept. | 5600000 |  | Yes | 2.4 | 0.6 | 1139-0 | Operational | Project #1 | 1989-12-01 | Boiler | Direct | LFG transported via 1-mile pipeline to be co-fired with NG in two 800-hp Cleaver Brooks firetube boilers (eliminated use of fuel oil); produces steam to heat facility and warm pharmaceutical cultures |  | 0.8 | Ajinomoto USA, Inc. | Palmer Capital Corporation | 0.07 | 0.0069
1011066 | 1066 | Wilder's Grove Landfill | NC | Raleigh | Wake | Public | City of Raleigh Solid Waste Services Dept. | 5600000 |  | Yes | 2.4 | 0.6 | 1139-1 | Operational | Project #1, Expansion #1 | 1997-10-01 | Boiler | Direct | LFG transported via 1-mile pipeline to be co-fired with NG in two 800-hp Cleaver Brooks firetube boilers (eliminated use of fuel oil); produces steam to heat facility and warm pharmaceutical cultures |  | 0.8 | Ajinomoto USA, Inc. |  | 0.07 | 0.0069
| 1152 | Wilkes County LF 1 | NC | Wilkesboro | Wilkes | Public | Wilkes County, NC | 1127341 | 1993 | Yes | 0.05 | 0 | 1226-0 | Operational | Project #1 | 2012-07-10 | Cogeneration | Electricity | KSD 85 kW engine, gas supply available to consistently provide 70 kW, waste heat from engine jacket used at 3,000 sq ft greenhouse leased to The Giving Table | 0.07 | 0.05 | Duke Energy; Wilkes County Master Gardeners | Appalachian State University Energy Center; Wilkes County, NC | 0.0032 | 0.0003
| 1154 | Yancey/Mitchell County LF | NC | Burnsville | Yancey | Public | Yancey County, NC | 384804 | 1994 | Yes | 0.06 | 0.006 | 1228-0 | Operational | EnergyXchange | 1999-04-22 | Direct Thermal | Direct | LFG fuels furnaces for glass blowers and metal workers and potters' kilns (Craft Studio) and boilers to heat greenhouses via radiant floor heating (Project Branch Out) |  | 0.054 | EnergyXchange Renewable Energy Center |  | 0.0047 | 0.0005
1001614 | 2153 | City of Fargo Landfill | ND | Fargo | Cass | Public | City of Fargo, ND | 1500000 | 2001 | Yes | 1.2 | 0 | 180222-0 | Operational | Project #1 | 2002-05-15 | Boiler | Direct | 1.5-mile pipeline to oilseed processing/crushing plant, LFG provides 1/3 of plant's thermal energy needs (1/3 from sunflower hulls, 1/3 from NG); (2) boilers with rated heat inputs of 25 and 40 MMBtu/hr co-fired with NG |  | 0.55 | Cargill |  | 0.0481 | 0.0048
1001614 | 2153 | City of Fargo Landfill | ND | Fargo | Cass | Public | City of Fargo, ND | 1500000 | 2001 | Yes | 1.2 | 0 | 180979-0 | Operational | Project #2 | 2007-01-01 | Cogeneration | Electricity | (1) Caterpillar G3516 engine powers 2 baling machines and other landfill facilities, waste engine/exhaust heat will be used at campus transfer station | 0.8 |  | City of Fargo Landfill; Minnkota Power Cooperative |  | 0.0361 | 0.003
1002158 | 1754 | Bluff Road Landfill | NE | Lincoln | Lancaster | Public | City of Lincoln, NE | 5283000 | 2007 | Yes |  |  | 6433-0 | Operational | Project #1 | 2013-10-14 | Reciprocating Engine | Electricity | ~1 mile pipe delivers LFG to (3) large generators at LES' Terry Bundy Generating Station; 300,000 MMBtu/yr of LFG | 4.8 |  | Lincoln Electric System |  | 0.2169 | 0.0182
1000191 | 1745 | Butler County Landfill Inc. | NE | David City | Butler | Private | Waste Connections Inc. - Central Region |  |  | Yes | 0.391 |  | 6424-0 | Operational | Project #1 | 2008-07-31 | Boiler | Direct | LFG piped ~6 miles (thru 6-inch line) to egg-processing plant, boiler generates steam and heats water and air for the dehydration process, 75% of plant's gas needs are fulfilled by LFG |  | 0.3 | Henningsen Foods | Timberline Energy, LLC | 0.0263 | 0.0026
1007835 | 1746 | Douglas County Recycling and Disposal Facility LF | NE | Bennington | Douglas | Private | Waste Management, Inc. | 11778463 | 2009 | Yes | 3.67 | 0 | 6425-0 | Operational | Project #1 | 2002-04-05 | Reciprocating Engine | Electricity | (4) Caterpillar 800 kW 3516s | 3.2 | 1.3 | Omaha Public Power District | Omaha Public Power District | 0.1446 | 0.0121
1007835 | 1746 | Douglas County Recycling and Disposal Facility LF | NE | Bennington | Douglas | Private | Waste Management, Inc. | 11778463 | 2009 | Yes | 3.67 | 0 | 6425-1 | Operational | Project #1, Expansion #1 | 2006-06-01 | Reciprocating Engine | Electricity | (3) additional Caterpillar 3516 engines | 2.4 |  | Omaha Public Power District | Omaha Public Power District | 0.1084 | 0.0091
1007835 | 1746 | Douglas County Recycling and Disposal Facility LF | NE | Bennington | Douglas | Private | Waste Management, Inc. | 11778463 | 2009 | Yes | 3.67 | 0 | 6425-2 | Operational | Project #1, Expansion #2 | 2007-03-06 | Reciprocating Engine | Electricity | (1) additional Caterpillar 3516 engine | 0.8 |  | Omaha Public Power District | Omaha Public Power District | 0.0361 | 0.003
1005097 | 1748 | L.P. Gill LF | NE | Jackson | Dakota | Private | L.P. Gill | 3000000 | 2010 | Yes | 0.614 |  | 6427-0 | Operational | Project #1 | 2007-12-01 | Direct Thermal | Direct | LFG is compressed at the LF and piped 1.25 miles to the refinery to replace 1/3 of NG needs in thermal oxidizer/boiler, refinery has 50 mil gal ethanol/yr production capacity |  | 0.614 | Siouxland Ethanol LLC | L.P. Gill | 0.0538 | 0.0053
| 1838 | City of Keene Landfill | NH | Keene | Cheshire | Public | City of Keene, NH | 640000 | 1998 | Yes | 0.5 |  | 166413-0 | Operational | Project #1 | 1999-01-01 | Reciprocating Engine | Electricity | (1) Caterpillar G-3412-SINA engine provides three phase power for adjacent Materials Recovery Facility (3 buildings) | 0.25 | 0.14 | City of Keene, NH | Vermont Energy Recovery | 0.0113 | 0.0009
| 1853 | Dunbarton LF | NH | Manchester | Hillsborough | Public | City of Manchester, NH | 1200000 |  | Yes |  |  | 166433-0 | Operational | Project #1 | 1988-01-01 | Reciprocating Engine | Electricity | (2) generators | 0.6 |  | Public Service of New Hampshire | Biogas Energy Solutions, LLC | 0.0271 | 0.0023
1004751 | 1852 | Four Hills Landfill | NH | Nashua | Hillsborough | Public | City of Nashua, NH | 2500000 | 1998 | Yes | 0.936 |  | 166432-0 | Shutdown | Project #1 | 1996-03-08 | Reciprocating Engine | Electricity | (1) Caterpillar G3516 engine-generator (820 kW, can accept 305 cfm) and (1) Caterpillar G3612 engine-generator (2,285 kW, can accept 825 cfm) | 3 |  | City of Nashua, NH; Northern Utilities Service Co.; Public Service of New Hampshire | Minnesota Methane LLC | 0 | 0
1004751 | 1852 | Four Hills Landfill | NH | Nashua | Hillsborough | Public | City of Nashua, NH | 2500000 | 1998 | Yes | 0.936 |  | 166432-1 | Shutdown | Project #1, De-Expansion #1 | 2012-07-01 | Reciprocating Engine | Electricity | (1) Caterpillar G3516 engine-generator (820 kW, can accept 305 cfm) | 0.8 |  | City of Nashua, NH | Minnesota Methane LLC | 0 | 0
1004751 | 1852 | Four Hills Landfill | NH | Nashua | Hillsborough | Public | City of Nashua, NH | 2500000 | 1998 | Yes | 0.936 |  | 166432-2 | Operational | Project #1, Expansion #1 | 2016-03-01 | Reciprocating Engine | Electricity | (1) Caterpillar 3520 engine-generator (1,600 kW) | 1.6 |  | City of Nashua, NH | PPL Corporation | 0.0723 | 0.0061
1004084 | 2029 | Mount Carberry Landfill | NH | Berlin | Coos | Public | Androscoggin Valley Regional Refuse Disposal District (AVRRDD), NH | 4247000 | 2008 | Yes | 1.12 |  | 167114-0 | Operational | Project #1 | 2012-11-01 | Boiler | Direct | 2.7-mile pipeline to existing boiler to make steam to heat the mill and for process steam |  | 1.12 | Gorham Paper and Tissue (GPT) | Androscoggin Valley Regional Refuse Disposal District (AVRRDD), NH | 0.098 | 0.0097
1007879 | 1839 | Turnkey Recycling & Environmental Enterprises | NH | Rochester | Strafford | Private | Waste Management, Inc. | 8750000 | 1999 | Yes | 16.56 |  | 166414-0 | Operational | Project #2 | 1992-01-01 | Reciprocating Engine | Electricity | (3) Caterpillar 3516s | 2.4 | 1.31 | Public Service of New Hampshire | WM Renewable Energy, LLC | 0.1084 | 0.0091
1007879 | 1839 | Turnkey Recycling & Environmental Enterprises | NH | Rochester | Strafford | Private | Waste Management, Inc. | 8750000 | 1999 | Yes | 16.56 |  | 166414-1 | Operational | Project #2, Expansion #1 | 1993-01-01 | Reciprocating Engine | Electricity | (1) Caterpillar 3516 | 0.8 | 0.43 | Public Service of New Hampshire | WM Renewable Energy, LLC | 0.0361 | 0.003
1007879 | 1839 | Turnkey Recycling & Environmental Enterprises | NH | Rochester | Strafford | Private | Waste Management, Inc. | 8750000 | 1999 | Yes | 16.56 |  | 167009-0 | Operational | Project #3 | 1998-01-01 | Gas Turbine | Electricity | (2) Solar Centaur units | 6.6 | 4.36 | New Hampshire Electric Cooperative, Inc. | WM Renewable Energy, LLC | 0.2982 | 0.025
1007879 | 1839 | Turnkey Recycling & Environmental Enterprises | NH | Rochester | Strafford | Private | Waste Management, Inc. | 8750000 | 1999 | Yes | 16.56 |  | 167009-1 | Operational | Project #3, Expansion #1 (CHP) | 2011-01-01 | Cogeneration | Electricity | leachate concentrator; 1/2 of the total flow of stack gas from single Solar 40 turbine evaporates 20,000 gpd leachate | 0 | 0 | Turnkey Recycling & Environmental Enterprises | Heartland Technology Partners, LLC; WM Renewable Energy, LLC | 0 | 0
1007879 | 1839 | Turnkey Recycling & Environmental Enterprises | NH | Rochester | Strafford | Private | Waste Management, Inc. | 8750000 | 1999 | Yes | 16.56 |  | 180214-0 | Operational | Project #4 | 2009-07-01 | High Btu | Upgraded LFG | SulfaTreat iron sponge removes S, Quest Air M-3100 PSA removes CO2, 12.7-mi pipeline takes 3,500 MMBtu/day processed gas to combined cycle CHP facility at UNH for use in a 7.9-MW CHP Siemens SGT300 turbine, excess gas to be used in 4.6-MW Solar turbine |  | 7.92 | University of New Hampshire | University of New Hampshire | 0.6933 | 0.0685
1007879 | 1839 | Turnkey Recycling & Environmental Enterprises | NH | Rochester | Strafford | Private | Waste Management, Inc. | 8750000 | 1999 | Yes | 16.56 |  | 181082-0 | Operational | Project #1 | 1991-01-01 | Boiler | Direct | 2.03 MMBtu/hr Envirex boiler (model 1506 RM) at leachate plant |  | 0.09 | Turnkey Recycling & Environmental Enterprises | WM Renewable Energy, LLC | 0.0079 | 0.0008
1001858 | 2231 | Atlantic County Utilities Authority Landfill | NJ | Egg Harbor Township | Atlantic | Public | Atlantic County Utilities Authority, NJ | 3308857 | 2009 | Yes | 2.86 |  | 180315-0 | Operational | Project #1 | 2005-03-01 | Reciprocating Engine | Electricity | Caterpillar 3520, capable of producing ~12,614,400 kW-h/yr | 1.6 |  | Atlantic County Utilities Authority, NJ | DCO Energy, LLC; Marina Energy | 0.0723 | 0.0061
1001858 | 2231 | Atlantic County Utilities Authority Landfill | NJ | Egg Harbor Township | Atlantic | Public | Atlantic County Utilities Authority, NJ | 3308857 | 2009 | Yes | 2.86 |  | 180315-1 | Operational | Project #1, Expansion #1 | 2006-08-15 | Reciprocating Engine | Electricity | GE Jenbacher model 616 engine | 1.9 |  | PJM Interconnection, LLC | DCO Energy, LLC; Marina Energy | 0.0858 | 0.0072
1001858 | 2231 | Atlantic County Utilities Authority Landfill | NJ | Egg Harbor Township | Atlantic | Public | Atlantic County Utilities Authority, NJ | 3308857 | 2009 | Yes | 2.86 |  | 180315-2 | Operational | Project #1, Expansion #2 | 2007-12-15 | Reciprocating Engine | Electricity | GE Jenbacher model 616 engine | 1.9 |  | Borgata Casino Spa & Hotel | DCO Energy, LLC; Marina Energy | 0.0858 | 0.0072
1006969 | 940 | Burlington County SLF | NJ | Bordentown | Burlington | Public | Burlington County Board of Chosen Freeholders | 3875822 | 2000 | Yes | 4.37 |  | 167008-0 | Shutdown | Project #2 | 2002-12-01 | Cogeneration | Electricity | Four 30 kW Capstone microturbines installed outside the greenhouse provide electricity for the greenhouse (e.g., growing lights) and waste heat to heat the greenhouse when ambient temperatures require it | 0.12 | 0.0864 | Rutgers EcoComplex | Burlington County; Rutgers University | 0 | 0
1006969 | 940 | Burlington County SLF | NJ | Bordentown | Burlington | Public | Burlington County Board of Chosen Freeholders | 3875822 | 2000 | Yes | 4.37 |  | 167008-1 | Operational | Project #2, Expansion #1 | 2008-01-01 | Cogeneration | Electricity | (1) 250-kW microturbine | 0.25 | 0.144 | Rutgers EcoComplex | Burlington County; Rutgers University | 0.0113 | 0.0009
1006969 | 940 | Burlington County SLF | NJ | Bordentown | Burlington | Public | Burlington County Board of Chosen Freeholders | 3875822 | 2000 | Yes | 4.37 |  | 180436-0 | Operational | Project #4 | 2007-11-01 | Reciprocating Engine | Electricity | (5) GE-Jenbacher model JGS 420 LFG-fueled reciprocating engine-generator sets, each rated for continuous duty at a rated 1,425-kW output; siloxane treatment system uses an activated carbon process | 7.2 | 3.96 | Burlington County SLF; PJM Interconnection, LLC | DCO Energy, LLC; Marina Energy | 0.3253 | 0.0272
1006969 | 940 | Burlington County SLF | NJ | Bordentown | Burlington | Public | Burlington County Board of Chosen Freeholders | 3875822 | 2000 | Yes | 4.37 |  | 180439-0 | Operational | Project #1 | 1996-01-01 | Greenhouse | Direct | LFG (instead of propane) fuels boiler to heat 46,000 sq. ft. greenhouse, LFG heats greenhouse, office, and lab space as well as aquaculture and agriculture systems |  | 0.216 | Rutgers EcoComplex |  | 0.0189 | 0.0019
1004200 | 941 | Cape May County MUA Secure Landfill | NJ | Woodbine | Cape May | Public | Cape May County Municipal Utilities Authority, NJ | 4000000 | 2008 | Yes | 1.584 | 0 | 1012-0 | Operational | Project #1 | 1998-01-01 | Boiler | Direct | 1.25 mile underground pipeline conveys LFG to boilers, steam used for heating & hot water in the winter and to create coolant in the summer, displaces use of 1 mil gal No. 4 fuel oil annually |  | 0.432 | Woodbine Developmental Center | Biogas Energy Solutions, LLC | 0.0378 | 0.0037
1004200 | 941 | Cape May County MUA Secure Landfill | NJ | Woodbine | Cape May | Public | Cape May County Municipal Utilities Authority, NJ | 4000000 | 2008 | Yes | 1.584 | 0 | 180779-0 | Operational | Project #2 | 2007-04-20 | Cogeneration | Electricity | (2) 150 kW Waukesha rich burn engines, heat for maintenance facility & offices | 0.3 | 0.173 | Cape May County Municipal Utilities Authority, NJ | Cape May County Municipal Utilities Authority, NJ | 0.0136 | 0.0011
1004200 | 941 | Cape May County MUA Secure Landfill | NJ | Woodbine | Cape May | Public | Cape May County Municipal Utilities Authority, NJ | 4000000 | 2008 | Yes | 1.584 | 0 | 180779-1 | Operational | Project #2, Expansion #1 | 2008-06-18 | Cogeneration | Electricity | (1) Waukesha rich burn engine, heat for maintenance facility & offices | 0.15 | 0.086 | PJM Interconnection, LLC | Cape May County Municipal Utilities Authority, NJ | 0.0068 | 0.0006
1004200 | 941 | Cape May County MUA Secure Landfill | NJ | Woodbine | Cape May | Public | Cape May County Municipal Utilities Authority, NJ | 4000000 | 2008 | Yes | 1.584 | 0 | 180779-2 | Operational | Project #2, Expansion #2 | 2013-10-22 | Reciprocating Engine | Electricity | (2) 925-kW electrical generators will run, 3rd engine is a back-up unit, heat exchangers are installed but not yet operational | 1.85 | 0.864 | PJM Interconnection, LLC | Cape May County Municipal Utilities Authority, NJ | 0.0836 | 0.007
1002702 | 942 | Cumberland County SWC | NJ | Millville | Cumberland | Public | Cumberland County, NJ | 4900000 | 2012 | Yes | 2.4 | 0.1 | 1013-0 | Operational | Project #1 | 2008-11-01 | Reciprocating Engine | Electricity | (3) 1.6-MW Caterpillar 3520 engines | 4.8 | 2.3 | PJM Interconnection, LLC | PPL Corporation | 0.2169 | 0.0182
| 946 | Edison Township SLF | NJ | Edison | Middlesex | Public | Edison Township | 2500000 |  | Yes |  |  | 1016-0 | Operational | Combination Project | 2001-01-01 | Combined Cycle | Electricity | Waste heat from two 5 MW Solar turbine generators feeds a steam electric generator | 20 | 7.56 | Public Service Electric & Gas Company (PSE&G) | National Energy Resource Corporation (NERC) | 0.9036 | 0.0757
| 960 | Hamm's LF | NJ | Lafeyette | Sussex | Private |  | 1700000 |  | Yes |  |  | 1031-0 | Operational | Project #1 | 1990-01-01 | Reciprocating Engine | Electricity |  | 1.2 |  | Jersey Central Power & Light (JCP&L) | Biogas Energy Solutions, LLC | 0.0542 | 0.0045
| 958 | Industrial Land Reclaiming (ILR) LF | NJ | Edison | Middlesex | Private | Industrial Land Reclaiming | 4302213 |  | Yes |  |  | 1016-0 | Operational | Combination Project | 2001-01-01 | Combined Cycle | Electricity | Waste heat from two 5 MW Solar turbine generators feeds a steam electric generator | 20 | 7.56 | Public Service Electric & Gas Company (PSE&G) | National Energy Resource Corporation (NERC) | 0.9036 | 0.0757
1004741 | 957 | Kinsley's LF | NJ | Sewell | Gloucester | Private | Kinsley's | 7259985 |  | Yes | 0.4 |  | 1028-0 | Shutdown | Project #1 | 1987-01-01 | Reciprocating Engine | Electricity | 4 CAT 399 engine/generator sets | 2.4 |  | Public Service Electric & Gas Company (PSE&G) |  | 0 | 0
1004741 | 957 | Kinsley's LF | NJ | Sewell | Gloucester | Private | Kinsley's | 7259985 |  | Yes | 0.4 |  | 1028-1 | Operational | Project #1, De-Expansion #1 | 2004-01-01 | Reciprocating Engine | Electricity | 3 CAT 399 engine/generator sets | 1.5 | 0.95 | Public Service Electric & Gas Company (PSE&G) |  | 0.0678 | 0.0057
1007298 | 945 | Middlesex County LF | NJ | East Brunswick | Middlesex | Public | Middlesex County Utilities Authority, NJ | 45437841 |  | Yes | 7 |  | 1016-0 | Operational | Combination Project | 2001-01-01 | Combined Cycle | Electricity | Waste heat from two 5 MW Solar turbine generators feeds a steam electric generator | 20 | 7.56 | Public Service Electric & Gas Company (PSE&G) | National Energy Resource Corporation (NERC) | 0.9036 | 0.0757
1007298 | 945 | Middlesex County LF | NJ | East Brunswick | Middlesex | Public | Middlesex County Utilities Authority, NJ | 45437841 |  | Yes | 7 |  | 181100-0 | Operational | Project #3 | 2011-07-01 | Reciprocating Engine | Electricity | (6) Caterpillar 3520 engines at Cinnamon Bay Power Plant | 9.6 |  | Public Service Electric & Gas Company (PSE&G) | NERC Renewable | 0.4337 | 0.0363
1005054 | 947 | Monmouth County LF - Phases I, II and III | NJ | Tinton Falls | Monmouth | Public | County of Monmouth | 9381853 | 2000 | Yes | 6.5 |  | 1018-0 | Operational | Project #1 | 1998-01-01 | Gas Turbine | Electricity | 2 Solar Taurus 60 combustion turbines | 10 | 4.9 | Jersey Central Power & Light (JCP&L) | GSF Energy | 0.4518 | 0.0378
1005054 | 947 | Monmouth County LF - Phases I, II and III | NJ | Tinton Falls | Monmouth | Public | County of Monmouth | 9381853 | 2000 | Yes | 6.5 |  | 180860-0 | Operational | Project #2 | 2008-02-01 | Reciprocating Engine | Electricity | 1 Jenbacher engine generator | 1 | 0.648 | Monmouth County Reclamation Center | Monmouth County Reclamation Center | 0.0452 | 0.0038
1002667 | 951 | Ocean County LF | NJ | Manchester | Ocean | Private | Ocean County Landfill Corp. | 16203683 | 2000 | Yes | 7.71 |  | 1022-0 | Operational | Project #1 | 1997-02-01 | Reciprocating Engine | Electricity | (6) Caterpillar 3516 reciprocating engines | 4.8 |  | Jersey Central Power & Light (JCP&L) | Aria Energy | 0.2169 | 0.0182
1002667 | 951 | Ocean County LF | NJ | Manchester | Ocean | Private | Ocean County Landfill Corp. | 16203683 | 2000 | Yes | 7.71 |  | 1022-1 | Operational | Project #1, Expansion #1 | 2007-04-03 | Reciprocating Engine | Electricity | (6) Caterpillar 3520s | 9.6 |  | Public Service Electric & Gas Company (PSE&G) | Aria Energy | 0.4337 | 0.0363
1000429 | 952 | Pennsauken SLF | NJ | Pennsauken | Camden | Public | Pollution Control Financing Authority of Camden County, NJ | 3900000 | 2013 | Yes | 0.64 | 0 | 1023-0 | Shutdown | Project #1 | 2004-12-31 | Reciprocating Engine | Electricity | (3) 925 kW Caterpillar 3516 engines | 2.775 | 1.2 | Aluminum Shapes | PPL Corporation | 0 | 0
1000429 | 952 | Pennsauken SLF | NJ | Pennsauken | Camden | Public | Pollution Control Financing Authority of Camden County, NJ | 3900000 | 2013 | Yes | 0.64 | 0 | 1023-1 | Operational | Project #1, De-Expansion #1 | 2011-01-01 | Reciprocating Engine | Electricity | (2) 925-kW Caterpillar 3516 engines | 1.85 | 0.64 | Aluminum Shapes | PPL Corporation | 0.0836 | 0.007
1007261 | 948 | Salem County SLF | NJ | Alloway | Salem | Public | Salem County Improvement Authority | 963756 | 2000 | Yes | 0.792 |  | 1019-0 | Operational | Project #1 | 2008-12-18 | Reciprocating Engine | Electricity | (1) GE-Jenbacher JG616 | 1.9 |  | Atlantic Service Electric | DCO Energy, LLC; Marina Energy | 0.0858 | 0.0072
1007261 | 948 | Salem County SLF | NJ | Alloway | Salem | Public | Salem County Improvement Authority | 963756 | 2000 | Yes | 0.792 |  | 180976-0 | Operational | Project #2 | 2010-10-17 | Direct Thermal | Direct | ~20 cfm LFG fuels glass blowing at college, 3 glory holes to start, heats to 2,300 deg, offsets propane use; daily LFG use varies per engine & student fuel needs; also fuels 2 pipe warmers & a "garage" (keeps piece of glass just warm enough for later use) |  | 0.003 | Samuel H. Jones Glass Education Center (GEC) | DCO Energy, LLC; Marina Energy | 0.0003 | 0
1005034 | 949 | Sussex County LF 1-E | NJ | Lafayette | Sussex | Public | Sussex County Municipal Utilities Authority | 1934255 | 2011 | Yes | 0.838 |  | 180970-0 | Operational | Project #2 | 2011-06-01 | Reciprocating Engine | Electricity | (2) Caterpillar 3520 engines | 1.5 |  | Jersey Central Power & Light (JCP&L) | Energenic-US, LLC | 0.0678 | 0.0057
1004095 | 953 | Warren County District Landfill | NJ | Oxford | Warren | Public | Pollution Control Financing Authority of Warren County, NJ | 960000 | 2003 | Yes | 0.95 | 0.09 | 1024-0 | Shutdown | Project #1 | 2005-12-01 | Reciprocating Engine | Electricity | (2) Jenbacher 616s (1.9 MW each) | 3.8 | 1.728 | PJM Interconnection, LLC; Pollution Control Financing Authority of Warren County, NJ | DCO Energy, LLC; Marina Energy | 0 | 0
1004095 | 953 | Warren County District Landfill | NJ | Oxford | Warren | Public | Pollution Control Financing Authority of Warren County, NJ | 960000 | 2003 | Yes | 0.95 | 0.09 | 1024-1 | Operational | Project #1, De-Expansion #1 | 2012-01-01 | Reciprocating Engine | Electricity | (1) Jenbacher 616 | 1.9 | 0.86 | PJM Interconnection, LLC | DCO Energy, LLC; Marina Energy | 0.0858 | 0.0072
1003362 | 10480 | Camino Real Landfill | NM | Sunland Park | Dona Ana | Private | Waste Connections Inc. - Central Region |  |  | Yes | 0.778 |  | 180900-0 | Operational | Project #1 | 2008-03-01 | Reciprocating Engine | Electricity | (1) Caterpillar engine operating, (1) in standby mode | 1.5 | 0.778 | El Paso Electric (TX) | Four Peaks Energy | 0.0678 | 0.0057
1004341 | 2062 | Cerro Colorado LF | NM | Albuquerque | Bernalillo | Public | City of Albuquerque, EHD, NM | 9499444 | 2007 | Yes | 0.51 | 0.26 | 180105-0 | Operational | Project #1 | 2013-06-13 | Boiler | Direct | 2-mile pipeline to boilers at county detention center to heat water, part of system pumping the methane is solar-powered |  | 0.25 | Bernalillo County Metropolitan Detention Center |  | 0.0219 | 0.0022
| 2061 | Los Angeles Landfill | NM | Albuquerque | Bernalillo | Public | City of Albuquerque, EHD, NM | 1560846 | 1983 | Yes |  |  | 180134-0 | Operational | Project #2 | 2006-06-01 | Microturbine | Electricity | Electricity from microturbine runs LFG extraction system and groundwater remediation system | 0.07 |  | Los Angeles Landfill | City of Albuquerque, EHD, NM | 0.0032 | 0.0003
1004352 | 930 | Apex Regional LF | NV | Las Vegas | Clark | Private | Republic Services, Inc. | 59000000 | 2012 | Yes |  |  | 1000-0 | Operational | Project #1 | 2012-05-01 | Gas Turbine | Electricity | (2) Solar Taurus 60 combustion turbine generators with SCR and inlet air chilling; biogas conditioning system (standard, high-pressure, 2-vessel regenerable gas conditioning skid & carbon polishing skid) removes NMOCs, siloxanes, and moisture | 10.67 | 7.2 | NV Energy | CC Landfill Energy | 0.4821 | 0.0404
1003260 | 931 | Lockwood Regional LF | NV | Sparks | Storey | Private | Waste Management, Inc. | 25139396 | 2009 | Yes | 2.07 |  | 1001-0 | Operational | Project #1 | 2012-04-09 | Reciprocating Engine | Electricity | (2) 20-cylinder, 1,605-hp Caterpillar engines | 3.2 |  | NV Energy | WM Renewable Energy, LLC | 0.1446 | 0.0121
1004823 | 965 | Al Turi LF | NY | Goshen | Orange | Private | Al Turi Landfill, Incorporated | 4051529 |  | Yes | 0.973 |  | 1036-0 | Shutdown | Project #1 | 1988-01-01 | Reciprocating Engine | Electricity | 5 Ruston engine generators initially: (1) 1.2 MW unit and (4) 0.7 MW units | 4 |  | Orange & Rockland Utilities, Inc. |  | 0 | 0
1004823 | 965 | Al Turi LF | NY | Goshen | Orange | Private | Al Turi Landfill, Incorporated | 4051529 |  | Yes | 0.973 |  | 1036-1 | Shutdown | Project #1, Expansion #1 & De-Expansion #1 | 1999-01-01 | Reciprocating Engine | Electricity | (2) Caterpillar 800 kW engines installed and the Ruston 1.2 MW engine retired | 4.4 |  | Orange & Rockland Utilities, Inc. |  | 0 | 0
1004823 | 965 | Al Turi LF | NY | Goshen | Orange | Private | Al Turi Landfill, Incorporated | 4051529 |  | Yes | 0.973 |  | 1036-2 | Shutdown | Project #1, De-Expansion #2 | 2005-01-01 | Reciprocating Engine | Electricity | (1) Caterpillar engine moved and (2) Ruston 0.7 MW engines shut down | 2.2 |  | Orange & Rockland Utilities, Inc. | Ameresco, Inc. | 0 | 0
1004823 | 965 | Al Turi LF | NY | Goshen | Orange | Private | Al Turi Landfill, Incorporated | 4051529 |  | Yes | 0.973 |  | 1036-3 | Operational | Project #1, De-Expansion #3 | 2007-01-01 | Reciprocating Engine | Electricity | (1) Caterpillar 800 kW engine | 0.8 | 0.46 | Orange & Rockland Utilities, Inc. | Ameresco, Inc. | 0.0361 | 0.003
1004823 | 965 | Al Turi LF | NY | Goshen | Orange | Private | Al Turi Landfill, Incorporated | 4051529 |  | Yes | 0.973 |  | 1036-4 | Operational | Project #1, Re-Expansion #1 | 2011-07-25 | Reciprocating Engine | Electricity | (2) Caterpillar 800-kW engines to be restored | 1.6 | 0.92 | Orange & Rockland Utilities, Inc. | Ameresco, Inc. | 0.0723 | 0.0061
1006276 | 985 | Albany Landfill | NY | Albany | Albany | Public | City of Albany, NY | 9579785 | 2008 | Yes | 3.68 |  | 1057-0 | Operational | Project #1 | 1998-01-01 | Reciprocating Engine | Electricity | (2) 950-kW engines | 1.9 | 1 | Niagara Mohawk Power Corporation |  | 0.0858 | 0.0072
1006276 | 985 | Albany Landfill | NY | Albany | Albany | Public | City of Albany, NY | 9579785 | 2008 | Yes | 3.68 |  | 1057-1 | Operational | Project #1, Expansion #1 | 2008-12-01 | Reciprocating Engine | Electricity | (1) 950-kW engine | 0.95 |  | Niagara Mohawk Power Corporation | Fortistar Methane Group | 0.0429 | 0.0036
1006276 | 985 | Albany Landfill | NY | Albany | Albany | Public | City of Albany, NY | 9579785 | 2008 | Yes | 3.68 |  | 1057-2 | Operational | Project #1, Expansion #2 | 2013-05-15 | Reciprocating Engine | Electricity | (2) Caterpillar 3520 engine-generators | 3.2 | 1.7 | Village of Solvay, NY | Fortistar Methane Group | 0.1446 | 0.0121
| 1008 | Auburn SLF #1 | NY | Auburn | Cayuga | Public | City of Auburn, NY | 700000 |  | Yes | 1.08 |  | 180971-0 | Operational | Combination Project #2 | 2010-01-31 | Reciprocating Engine | Electricity | 3 Jenbacher engines in place (2 operating initially), electric generating plant will be fueled by both LFG and WWTP sludge (facility will use an anaerobic digester to convert wastewater sludge into gas to produce electricity) | 2 | 0.864 | New York State Electric & Gas Corporation (NYSEG) | CH Energy | 0.0904 | 0.0076
1003034 | 1009 | Auburn SLF #2 | NY | Auburn | Cayuga | Public | City of Auburn, NY | 756000 | 2004 | Yes |  |  | 180971-0 | Operational | Combination Project #2 | 2010-01-31 | Reciprocating Engine | Electricity | 3 Jenbacher engines in place (2 operating initially), electric generating plant will be fueled by both LFG and WWTP sludge (facility will use an anaerobic digester to convert wastewater sludge into gas to produce electricity) | 2 | 0.864 | New York State Electric & Gas Corporation (NYSEG) | CH Energy | 0.0904 | 0.0076
1003033 | 10700 | Ava Landfill | NY | Boonville | Oneida | Public | Oneida-Herkimer Solid Waste Authority | 1200000 | 2011 | Yes | 1.48 |  | 180924-0 | Operational | Project #1 | 2012-05-01 | Reciprocating Engine | Electricity | (1) CAT 3520 initially | 1.6 |  | New York Independent System Operator (NYISO) | WM Renewable Energy, LLC | 0.0723 | 0.0061
1003033 | 10700 | Ava Landfill | NY | Boonville | Oneida | Public | Oneida-Herkimer Solid Waste Authority | 1200000 | 2011 | Yes | 1.48 |  | 180924-1 | Operational | Project #1, Expansion #1 | 2013-05-01 | Reciprocating Engine | Electricity | CAT 3560 | 1.6 |  | New York Independent System Operator (NYISO) | WM Renewable Energy, LLC | 0.0723 | 0.0061
1006196 | 980 | Brookhaven LF | NY | Yaphank | Suffolk | Public | Town of Brookhaven | 8100000 |  | Yes | 0.468 |  | 1052-0 | Shutdown | Project #1 | 1982-12-01 | Reciprocating Engine | Electricity | (4) Deutz lean-burn, 4 stroke spark ignition engines (rated at 1,330 kW each; use 450 cfm each) were installed in 1997 to replace original (4) Caterpillar engines damaged in a fire in 1995 | 5.32 | 2.592 | Brookhaven Landfill Energy Corporation; Long Island Power Authority | Wehran Energy Corporation | 0 | 0
1006196 | 980 | Brookhaven LF | NY | Yaphank | Suffolk | Public | Town of Brookhaven | 8100000 |  | Yes | 0.468 |  | 1052-1 | Operational | Project #1, De-Expansion #1 | 2010-01-01 | Reciprocating Engine | Electricity |  | 0.8 | 0.432 | Long Island Power Authority | Wehran Energy Corporation | 0.0361 | 0.003
1002436 | 996 | Broome County Landfill | NY | Binghamton | Broome | Public | Broome County, NY | 7000000 | 2009 | Yes | 2.19 |  | 1068-0 | Shutdown | Project #1 | 2004-03-13 | Reciprocating Engine | Electricity | (2) Caterpillar 399 SITA engines/generators [engines 1 and 2] | 1.3 | 0.72 | New York State Electric & Gas Corporation (NYSEG) | Meridian Resources | 0 | 0
1002436 | 996 | Broome County Landfill | NY | Binghamton | Broome | Public | Broome County, NY | 7000000 | 2009 | Yes | 2.19 |  | 1068-1 | Shutdown | Project #1, Expansion #1 | 2007-01-01 | Reciprocating Engine | Electricity | (1) Caterpillar 398 SITA engine/generator added [engine 3] | 0.5 |  | New York State Electric & Gas Corporation (NYSEG) | Meridian Resources | 0 | 0
1002436 | 996 | Broome County Landfill | NY | Binghamton | Broome | Public | Broome County, NY | 7000000 | 2009 | Yes | 2.19 |  | 1068-2 | Operational | Project #1, Expansion #2 | 2008-01-01 | Reciprocating Engine | Electricity | (1) Caterpillar 3516 engine/generator added [engine 4] | 0.8 |  | New York State Electric & Gas Corporation (NYSEG) |  | 0.0361 | 0.003
1002436 | 996 | Broome County Landfill | NY | Binghamton | Broome | Public | Broome County, NY | 7000000 | 2009 | Yes | 2.19 |  | 1068-3 | Operational | Project #1, Expansion #3 | 2010-01-01 | Reciprocating Engine | Electricity | (1) Caterpillar 3516 engine added [engine 4B] | 0.8 |  | New York State Electric & Gas Corporation (NYSEG) |  | 0.0361 | 0.003
1002436 | 996 | Broome County Landfill | NY | Binghamton | Broome | Public | Broome County, NY | 7000000 | 2009 | Yes | 2.19 |  | 1068-4 | Operational | Project #1, Expansion #4 | 2012-01-01 | Reciprocating Engine | Electricity | (1) Caterpillar 3516 engine added [engine 4C] | 0.8 |  | New York State Electric & Gas Corporation (NYSEG) |  | 0.0361 | 0.003
1002436 | 996 | Broome County Landfill | NY | Binghamton | Broome | Public | Broome County, NY | 7000000 | 2009 | Yes | 2.19 |  | 1068-5 | Operational | Project #1, Expansion #5 | 2013-01-01 | Reciprocating Engine | Electricity | (2) Caterpillar 3516 engines added [engines 5 and 6] | 1.6 |  | Consolidated Edison Company of New York (CECONY) |  | 0.0723 | 0.0061
1007617 | 987 | Chaffee LF | NY | Chaffee | Erie | Private | Waste Management, Inc. | 8502406 | 2009 | Yes | 3.74 |  | 1059-0 | Operational | Project #1 | 2006-12-31 | Reciprocating Engine | Electricity | (6) Caterpillar 3516 engines | 3.88 | 2.15 | New York Independent System Operator (NYISO) | WM Renewable Energy, LLC | 0.1753 | 0.0147
1007617 | 987 | Chaffee LF | NY | Chaffee | Erie | Private | Waste Management, Inc. | 8502406 | 2009 | Yes | 3.74 |  | 1059-1 | Operational | Project #1, Expansion #1 | 2009-08-01 | Reciprocating Engine | Electricity |  | 1.29 | 0.72 | New York Independent System Operator (NYISO) | WM Renewable Energy, LLC | 0.0583 | 0.0049
1005488 | 990 | Chautauqua County Landfill | NY | Jamestown | Chautauqua | Public | Chautauqua County, NY | 5900000 | 2008 | Yes | 3.28 |  | 180850-0 | Operational | Project #2 | 2010-02-12 | Reciprocating Engine | Electricity | (4) Caterpillar 3520 engines | 6.4 | 3.28 | New England Independent System Operator (NEISO); New York Independent System Operator (NYISO) | Chautauqua County, NY; Innovative Energy Systems, LLC | 0.2892 | 0.0242
1005488 | 990 | Chautauqua County Landfill | NY | Jamestown | Chautauqua | Public | Chautauqua County, NY | 5900000 | 2008 | Yes | 3.28 |  | 180850-1 | Operational | Project #2, Expansion #1 | 2011-01-01 | Reciprocating Engine | Electricity | (2) Caterpillar 3520 engines added | 0 | 0 | New England Independent System Operator (NEISO); New York Independent System Operator (NYISO) | Chautauqua County, NY; Innovative Energy Systems, LLC | 0 | 0
1005259 | 999 | Clinton County Regional Landfill | NY | Morrisonville | Clinton | Public | Clinton County, NY | 3831617 | 2006 | Yes | 3.02 | 0.42 | 1071-0 | Operational | Project #1 | 2008-10-21 | Reciprocating Engine | Electricity | (3) Caterpillar 3520s | 4.8 | 2.3 | New York State Electric & Gas Corporation (NYSEG) | Casella Waste Systems, Inc.; Innovative Energy Systems, LLC | 0.2169 | 0.0182
1005259 | 999 | Clinton County Regional Landfill | NY | Morrisonville | Clinton | Public | Clinton County, NY | 3831617 | 2006 | Yes | 3.02 | 0.42 | 1071-1 | Operational | Project #1, Expansion #1 | 2010-02-28 | Reciprocating Engine | Electricity | (1) Caterpillar 3520 (used for back-up and peaking loads only) | 0 |  | New York State Electric & Gas Corporation (NYSEG) | Casella Waste Systems, Inc.; Innovative Energy Systems, LLC | 0 | 0
1004057 | 989 | DANC Solid Waste Management Facility | NY | Rodman | Jefferson | Public | Development Authority of the North Country (DANC) | 3820801 | 2008 | Yes | 3.37 |  | 1061-0 | Operational | Project #1 | 2008-10-07 | Reciprocating Engine | Electricity | (3) engines, siloxane removal system | 4.8 | 2.3 | Niagara Mohawk Power Corporation | Innovative Energy Systems, LLC | 0.2169 | 0.0182
1004057 | 989 | DANC Solid Waste Management Facility | NY | Rodman | Jefferson | Public | Development Authority of the North Country (DANC) | 3820801 | 2008 | Yes | 3.37 |  | 1061-1 | Operational | Project #1, Expansion #1 | 2012-04-09 | Reciprocating Engine | Electricity | (1) Caterpillar G3520 engine, siloxane removal system | 1.6 | 0.8 | Niagra Mohawk Power Corporation | Innovative Energy Systems, LLC | 0.0723 | 0.0061
| 983 | Delaware County LF | NY | Walton | Delaware | Public | Delaware County, NY | 908000 | 2006 | Yes |  | 0.288 | 1055-0 | Operational | Project #1 | 2008-11-15 | Reciprocating Engine | Electricity | GE Jenbacher - Model 320 | 1.06 |  | Delaware Electric Cooperative | Delaware County, NY | 0.0479 | 0.004
1003031 | 10900 | Franklin County Regional Landfill | NY | Constable | Franklin | Public | County of Franklin Solid Waste Management Authority |  |  | Yes | 0.178 |  | 180936-0 | Operational | Project #1 | 2008-01-01 | Direct Thermal | Direct | infrared heaters use LFG during cold months |  | 0.072 | Franklin County Regional Landfill |  | 0.0063 | 0.0006
1002843 | 966 | Fresh Kills SLF | NY | Staten Island | Richmond | Public | New York City Bureau of Waste Disposal, NY | 108361626 | 1999 | Yes | 6.53 |  | 1037-0 | Shutdown | Project #1 | 1982-01-01 | High Btu | Upgraded LFG | Selexol technology, high Btu gas is typically 972 Btu/scf |  | 9.5 | National Grid Electric | Montauk Energy Capital | 0 | 0
1002843 | 966 | Fresh Kills SLF | NY | Staten Island | Richmond | Public | New York City Bureau of Waste Disposal, NY | 108361626 | 1999 | Yes | 6.53 |  | 1037-1 | Shutdown | Project #1, Expansion #1 | 2002-01-01 | High Btu | Upgraded LFG | creates ~5 mmscfd of processed pipeline quality gas using technology called Selexol by Union Carbide Corporation, high Btu gas is typically 972 Btu/scf |  | 4.5 | National Grid Electric | Montauk Energy Capital | 0 | 0
1002843 | 966 | Fresh Kills SLF | NY | Staten Island | Richmond | Public | New York City Bureau of Waste Disposal, NY | 108361626 | 1999 | Yes | 6.53 |  | 1037-2 | Operational | Project #1, De-Expansion #1 | 2010-01-01 | High Btu | Upgraded LFG | creates ~3.5 mmscfd of high Btu gas |  | 6.97 | National Grid Electric | Montauk Energy Capital | 0.6102 | 0.0602
1004894 | 984 | Fulton County LF | NY | Johnstown | Fulton | Public | Fulton County, NY | 998486 | 2001 | Yes |  |  | 1056-0 | Operational | Project #1 | 2010-06-04 | Reciprocating Engine | Electricity | (2) Caterpillar G3520 engines | 3.2 | 1.5 | National Grid Electric | Innovative Energy Systems, LLC | 0.1446 | 0.0121
1007648 | 972 | High Acres LF and Recycling Center | NY | Fairport | Monroe | Private | Waste Management, Inc. | 16138526 | 2009 | Yes | 10.8 |  | 1043-0 | Operational | Project #1 | 1991-01-01 | Reciprocating Engine | Electricity | (4) Caterpillar 3516 engines | 3.2 |  | New York Independent System Operator (NYISO) |  | 0.1446 | 0.0121
1007648 | 972 | High Acres LF and Recycling Center | NY | Fairport | Monroe | Private | Waste Management, Inc. | 16138526 | 2009 | Yes | 10.8 |  | 1043-1 | Operational | Project #1, Expansion #1 | 2008-03-01 | Reciprocating Engine | Electricity | (4) Caterpillar 3520s | 6.4 |  | New York Independent System Operator (NYISO) | WM Renewable Energy, LLC | 0.2892 | 0.0242
1005258 | 1997 | Hyland LF | NY | Angelica | Allegany | Private | Casella Waste Systems, Inc. | 2000000 | 2008 | Yes | 2.13 |  | 167082-0 | Operational | Project #1 | 2008-08-28 | Reciprocating Engine | Electricity | (3) Caterpillar G3520 engines (1 more later) | 4.8 | 2.3 | New York State Electric & Gas Corporation (NYSEG) | Casella Waste Systems, Inc.; Innovative Energy Systems, LLC | 0.2169 | 0.0182
1003029 | 1998 | Madison County Landfill | NY | Canastota | Madison | Public | Madison County, NY | 1260000 | 2001 | Yes | 0.562 |  | 167083-0 | Operational | Project #1 | 2009-06-01 | Reciprocating Engine | Electricity | (1) reciprocating engine | 1 |  | New York Independent System Operator (NYISO) | WM Renewable Energy, LLC | 0.0452 | 0.0038
1003029 | 1998 | Madison County Landfill | NY | Canastota | Madison | Public | Madison County, NY | 1260000 | 2001 | Yes | 0.562 |  | 167083-1 | Operational | Project #1, Expansion #1 | 2010-10-01 | Cogeneration | Electricity | waste heat from existing engine jacket heats on-site recycling MRF, scale house & training facility, also provides radiant heat flooring under sidewalks where waste haulers exit vehicles and helps de-ice sidewalks in winter, offsets propane use | 0 |  | Madison County Landfill (NY) | Madison County, NY | 0 | 0
1002951 | 992 | Mill Seat LF | NY | Bergen | Monroe | Public | Monroe County, NY | 5147224 | 2008 | Yes | 4.68 | 1.224 | 1064-0 | Operational | Project #1 | 2007-07-01 | Reciprocating Engine | Electricity | (6) Caterpillar 3516 engines initially | 4.8 | 2.592 | New York Independent System Operator (NYISO) | WM Renewable Energy, LLC | 0.2169 | 0.0182
1002951 | 992 | Mill Seat LF | NY | Bergen | Monroe | Public | Monroe County, NY | 5147224 | 2008 | Yes | 4.68 | 1.224 | 1064-1 | Operational | Project #1, Expansion #1 | 2009-01-01 | Reciprocating Engine | Electricity | (2) Caterpillar 3516 generators | 1.6 | 0.864 | New York Independent System Operator (NYISO) | WM Renewable Energy, LLC | 0.0723 | 0.0061
1003732 | 993 | Modern LF | NY | Youngstown | Niagara | Private | Modern Disposal Services, Inc | 11274000 | 2004 | Yes | 6.07 |  | 1065-0 | Operational | Project #1 | 2001-06-01 | Cogeneration | Electricity | (7) Caterpillar G3516 engines; heat captured from jacket water and engine exhaust is used for operations at a 12-acre hydroponic greenhouse for growing tomatoes | 5.6 | 3.3 | H2Gro Greenhouses; Niagara Mohawk Power Corporation | Innovative Energy Systems, LLC | 0.253 | 0.0212
1003732 | 993 | Modern LF | NY | Youngstown | Niagara | Private | Modern Disposal Services, Inc | 11274000 | 2004 | Yes | 6.07 |  | 1065-1 | Operational | Project #1, Expansion #1 | 2006-02-09 | Cogeneration | Electricity | (4) Caterpillar 3520 engines; heat captured from jacket water and engine exhaust is used for operations at a 12-acre hydroponic greenhouse for growing tomatoes | 6.4 | 3.1 | H2Gro Greenhouses; Niagara Mohawk Power Corporation | Innovative Energy Systems, LLC | 0.2892 | 0.0242
1008011 | 971 | Monroe Livingston SLF | NY | Scottsville | Livingston | Private | Waste Management, Inc. | 5212000 |  | Yes | 0.679 |  | 1042-0 | Shutdown | Project #1 | 1988-12-01 | Reciprocating Engine | Electricity | (4) Caterpillar G3516s | 3.2 |  | New York Independent System Operator (NYISO) | WM Renewable Energy, LLC | 0 | 0
1008011 | 971 | Monroe Livingston SLF | NY | Scottsville | Livingston | Private | Waste Management, Inc. | 5212000 |  | Yes | 0.679 |  | 1042-1 | Shutdown | Project #1, De-Expansion #1 | 2001-01-01 | Reciprocating Engine | Electricity | (3) Caterpillar G3516s | 2.4 |  | New York Independent System Operator (NYISO) | WM Renewable Energy, LLC | 0 | 0
1008011 | 971 | Monroe Livingston SLF | NY | Scottsville | Livingston | Private | Waste Management, Inc. | 5212000 |  | Yes | 0.679 |  | 1042-2 | Operational | Project #1, De-Expansion #2 | 2010-01-01 | Reciprocating Engine | Electricity | (2) Caterpillar G3516s | 1.6 |  | New York Independent System Operator (NYISO) | WM Renewable Energy, LLC | 0.0723 | 0.0061
1003028 | 982 | New Bath Landfill | NY | Bath | Steuben | Public | Steuben County, NY | 2571501 | 2008 | Yes | 1.2 |  | 1054-0 | Operational | Project #1 | 2010-11-02 | Reciprocating Engine | Electricity | (2) Caterpillar 3520 engines | 3.2 | 1.22 | Steuben Rural Electric Cooperative, Inc. (SREC) | Casella Waste Systems, Inc.; Innovative Energy Systems, LLC; Steuben Rural Electric Cooperative, Inc. (SREC) | 0.1446 | 0.0121
| 973 | Oceanside LF | NY | Oceanside | Nassau | Public | Town of Hempstead, NY | 6500000 |  | Yes |  |  | 1044-0 | Shutdown | Project #1 | 1990-01-01 | Reciprocating Engine | Electricity |  | 3 | 1.7 | Long Island Power Authority | Biogas Energy Solutions, LLC | 0 | 0
| 973 | Oceanside LF | NY | Oceanside | Nassau | Public | Town of Hempstead, NY | 6500000 |  | Yes |  |  | 1044-1 | Operational | Project #1, De-Expansion #1 | 2009-01-01 | Reciprocating Engine | Electricity |  | 0.6 |  | Long Island Power Authority | Biogas Energy Solutions, LLC | 0.0271 | 0.0023
1005257 | 1006 | Ontario County SLF | NY | Stanley | Ontario | Public | Ontario County, NY | 2623871 | 2002 | Yes | 6.54 |  | 1078-0 | Operational | Project #1 | 2003-10-15 | Reciprocating Engine | Electricity | (4) Caterpillar G3516 16-cylinder internal combustion engines driving four generators to produce about 3.2 MW, engines run 24/7, unique glycol washing & filtering system | 3.2 | 1.9 | New York State Electric & Gas Corporation (NYSEG) | Innovative Energy Systems, LLC | 0.1446 | 0.0121
1005257 | 1006 | Ontario County SLF | NY | Stanley | Ontario | Public | Ontario County, NY | 2623871 | 2002 | Yes | 6.54 |  | 1078-1 | Operational | Project #1, Expansion #1 | 2005-06-29 | Reciprocating Engine | Electricity | (3) Caterpillar G3516 engines run 24/7, unique glycol washing & filtering system | 2.4 | 1.4 | New York State Electric & Gas Corporation (NYSEG) | Innovative Energy Systems, LLC | 0.1084 | 0.0091
1005257 | 1006 | Ontario County SLF | NY | Stanley | Ontario | Public | Ontario County, NY | 2623871 | 2002 | Yes | 6.54 |  | 1078-2 | Operational | Project #1, Expansion #2 | 2010-11-25 | Reciprocating Engine | Electricity | (1) Caterpillar G3516 engine | 0.8 | 0.5 | New York State Electric & Gas Corporation (NYSEG) | Innovative Energy Systems, LLC | 0.0361 | 0.003
1005257 | 1006 | Ontario County SLF | NY | Stanley | Ontario | Public | Ontario County, NY | 2623871 | 2002 | Yes | 6.54 |  | 1078-3 | Operational | Project #1, Expansion #3 | 2013-03-01 | Reciprocating Engine | Electricity | (3) Caterpillar G3520 engines | 4.8 | 2.3 | New York State Electric & Gas Corporation (NYSEG) | Innovative Energy Systems, LLC | 0.2169 | 0.0182
1005257 | 1006 | Ontario County SLF | NY | Stanley | Ontario | Public | Ontario County, NY | 2623871 | 2002 | Yes | 6.54 |  | 180964-0 | Operational | Project #2 | 2008-03-01 | Boiler | Direct | pipeline carries LFG to small package boiler that runs on NG or LFG, in 4000 ft2 administrative office adjacent to the landfill |  | 0.009 | Ontario County, NY | Casella Waste Systems, Inc. | 0.0008 | 0.0001
| 1027 | Saratoga Springs LF | NY | Saratoga Springs | Saratoga | Public | City of Saratoga Springs, NY | 2129596 |  | Yes |  |  | 1099-0 | Operational | Project #1 | 1998-01-01 | Cogeneration | Electricity | Cogeneration equipment provides electricity to run the skating rink's ice-making equipment, waste heat from the generator's engine provides heat for the building and domestic hot water | 1 |  | City of Saratoga Springs, NY | City of Saratoga Springs, NY | 0.0452 | 0.0038
1004042 | 981 | Seneca Meadows SWMF | NY | Waterloo | Seneca | Private | Progressive Waste Solutions Ltd. | 24289318 | 2008 | Yes | 12.3 |  | 1053-0 | Operational | Project #1 and Expansion #1 | 1996-03-01 | Reciprocating Engine | Electricity | (5) G3516 Caterpillar engines, each rated at 1,200 hp (800 kW) | 4 | 2.38 | New York State Electric & Gas Corporation (NYSEG) | Innovative Energy Systems, LLC | 0.1807 | 0.0151
1004042 | 981 | Seneca Meadows SWMF | NY | Waterloo | Seneca | Private | Progressive Waste Solutions Ltd. | 24289318 | 2008 | Yes | 12.3 |  | 1053-1 | Operational | Project #1, Expansion #2 | 1997-06-01 | Reciprocating Engine | Electricity | (2) G3516 Caterpillar engines, each rated at 1,200 hp (800 kW) | 1.6 | 0.8 | New York State Electric & Gas Corporation (NYSEG) | Innovative Energy Systems, LLC | 0.0723 | 0.0061
1004042 | 981 | Seneca Meadows SWMF | NY | Waterloo | Seneca | Private | Progressive Waste Solutions Ltd. | 24289318 | 2008 | Yes | 12.3 |  | 1053-2 | Operational | Project #1, Expansion #3 | 1998-06-01 | Reciprocating Engine | Electricity | (7) G3516 Caterpillar engines, each rated at 1,200 hp (800 kW) | 5.6 | 3.3 | New York State Electric & Gas Corporation (NYSEG) | Innovative Energy Systems, LLC | 0.253 | 0.0212
1004042 | 981 | Seneca Meadows SWMF | NY | Waterloo | Seneca | Private | Progressive Waste Solutions Ltd. | 24289318 | 2008 | Yes | 12.3 |  | 1053-3 | Operational | Project #1, Expansion #4 | 2007-01-18 | Reciprocating Engine | Electricity | (4) Caterpillar 3520 engines | 6.4 | 3 | New York State Electric & Gas Corporation (NYSEG) | Innovative Energy Systems, LLC | 0.2892 | 0.0242
1004042 | 981 | Seneca Meadows SWMF | NY | Waterloo | Seneca | Private | Progressive Waste Solutions Ltd. | 24289318 | 2008 | Yes | 12.3 |  | 181144-0 | Operational | Project #2 | 2014-03-03 | High Btu | Upgraded LFG | LFG-to-RNG plant; initially 3,000 cfm LFG inlet / 1,425 cfm RNG outlet; design capacity is 6,000 cfm LFG inlet; uses Air Liquide-MEDAL system; end uses of piped gas include electricity generation at NG power plant and by fuel cells, CNG production |  | 4.32 | BP Energy Company; Sacramento Municipal Utility District (SMUD) | Aria Energy; Innovative Energy Systems, LLC | 0.3782 | 0.0373
1004042 | 981 | Seneca Meadows SWMF | NY | Waterloo | Seneca | Private | Progressive Waste Solutions Ltd. | 24289318 | 2008 | Yes | 12.3 |  | 181144-1 | Construction | Project #2, Expansion #1 | 2016-12-31 | High Btu | Upgraded LFG | LFG-to-RNG plant; design capacity is 6,000 cfm LFG inlet; uses Air Liquide-MEDAL system |  | 4.32 |  | Aria Energy | 0.3782 | 0.0373
1005155 | 988 | Town of Colonie SLF | NY | Cohoes | Albany | Public | Town of Colonie, NY | 4261457 | 2008 | Yes |  |  | 1060-0 | Operational | Project #1 | 2006-03-09 | Reciprocating Engine | Electricity | (3) 3520 Caterpillar engines | 4.8 | 2.6 | National Grid Electric | Innovative Energy Systems, LLC | 0.2169 | 0.0182
1005155 | 988 | Town of Colonie SLF | NY | Cohoes | Albany | Public | Town of Colonie, NY | 4261457 | 2008 | Yes |  |  | 1060-1 | Construction | Project #1, Expansion #1 | 2016-05-30 | Reciprocating Engine | Electricity | (1) CAT 3520 | 1.6 |  |  | Aria Energy | 0.0723 | 0.0061
| 974 | Tripoli LF Granville | NY | Camillus | Onondaga | Public |  | 1700000 |  | Yes |  |  | 1045-0 | Shutdown | Project #1 | 1988-01-01 | Reciprocating Engine | Electricity |  | 1.2 |  | Niagara Mohawk Power Corporation | Biogas Energy Solutions, LLC | 0 | 0
| 974 | Tripoli LF Granville | NY | Camillus | Onondaga | Public |  | 1700000 |  | Yes |  |  | 1045-1 | Operational | Project #1, De-Expansion #1 | 2009-01-01 | Reciprocating Engine | Electricity |  | 0.6 |  | Niagara Mohawk Power Corporation | Biogas Energy Solutions, LLC | 0.0271 | 0.0023
| 1030 | Troy SLF | NY | Troy | Rensselaer | Public | City of Troy, NY | 1500000 |  | Yes | 0.36 |  | 1102-0 | Operational | Project #1 | 2004-03-01 | Cogeneration | Electricity | 3,100-ft pipeline to 825 kW internal combustion generator, also two 1.35 MW units & one 770 kW unit firing NG & one 2.25 MW diesel unit as backup; waste heat powers a heating/air conditioning system; LFG is blended with another fuel | 0.825 | 0.36 | Hudson Valley Community College (HVCC) | Siemens Building Technologies, Inc. | 0.0373 | 0.0031
1006088 | 1197 | Akron Regional Landfill | OH | Akron | Summit | Public | City of Akron, OH | 6014112 |  | Yes | 0.606 |  | 200378-0 | Operational | Project #2 | 2012-08-01 | Reciprocating Engine | Electricity | Waukesha APG 1000 (42% energy efficiency); WWTP also uses gas from AD system, together with LFG WWTP generates 95% of its energy onsite | 1.1 |  | City of Akron Waste Water Treatment Plant | Hull & Associates, Inc. | 0.0497 | 0.0042
1007722 | 1195 | American LF | OH | Waynesburg | Stark | Private | Waste Management, Inc. | 23248586 | 2008 | Yes | 4.48 |  | 1269-0 | Operational | Project #1 | 2004-04-01 | Medium Btu | Direct | injecting LFG into a NG reserve w/o first separating the CO2 |  | 4.1 | Dominion |  | 0.3589 | 0.0354
1003102 | 1187 | Carbon Limestone LF | OH | Lowellville | Mahoning | Private | Republic Services, Inc. | 22601542 | 2005 | Yes | 10.3 |  | 1261-0 | Operational | Project #1 | 2001-12-13 | Reciprocating Engine | Electricity | (11) 1400 bkW (14.0 million Btu/hr) Deutz TBG 620 V16K internal combustion engines operating initially (14 installed) | 14.85 |  | American Municipal Power - Ohio, Inc. | Energy Developments, Inc | 0.6709 | 0.0562
1003102 | 1187 | Carbon Limestone LF | OH | Lowellville | Mahoning | Private | Republic Services, Inc. | 22601542 | 2005 | Yes | 10.3 |  | 1261-1 | Operational | Project #1, Expansion #1 | 2004-01-01 | Reciprocating Engine | Electricity | (3) remaining originally installed 1400 bkW (14.0 million Btu/hr) Deutz TBG 620 V16K internal combustion engines | 4.2 |  | American Municipal Power - Ohio, Inc. | Energy Developments, Inc | 0.1898 | 0.0159
1003102 | 1187 | Carbon Limestone LF | OH | Lowellville | Mahoning | Private | Republic Services, Inc. | 22601542 | 2005 | Yes | 10.3 |  | 1261-2 | Operational | Project #1, Expansion #2 | 2011-03-01 | Reciprocating Engine | Electricity | (2) 1400 bkW (14.0 MMBtu/hr) Duetz TBG 620 V16K engines | 2.8 |  | American Municipal Power - Ohio, Inc. | Energy Developments, Inc | 0.1265 | 0.0106
1003102 | 1187 | Carbon Limestone LF | OH | Lowellville | Mahoning | Private | Republic Services, Inc. | 22601542 | 2005 | Yes | 10.3 |  | 1261-3 | Operational | Project #1, Expansion #3 | 2012-01-01 | Reciprocating Engine | Electricity | (2) CAT G3520C (2,233 hp) engines | 3.2 |  | American Municipal Power - Ohio, Inc. | Energy Developments, Inc | 0.1446 | 0.0121
1002480 | 1184 | Cherokee Run Landfill, Inc. | OH | Bellefontaine | Logan | Private | Republic Services, Inc. | 7407445 | 2005 | Yes | 4.68 |  | 180946-0 | Operational | Project #2 | 2009-03-01 | Reciprocating Engine | Electricity | (3) Caterpillar 3520s | 4.8 | 2.4 | Exelon Power | CB&I; DTE Biomass Energy | 0.2169 | 0.0182
1007902 | 1167 | Cuyahoga Regional Sanitary LF | OH | Solon | Cuyahoga | Private | Waste Management, Inc. | 10000000 | 1999 | Yes | 4.5 |  | 180129-0 | Operational | Project #2 | 2001-01-01 | Boiler | Direct | LFG fires boilers that generate steam for process use (to cook food) and comfort heat, provides 90 percent of the processing and building heating needs; 2.5 mile pipeline |  | 1.728 | Stouffer's Foods | CB&I | 0.1513 | 0.0149
1006103 | 1172 | Erie County SLF | OH | Milan | Erie | Public | Erie County, OH | 2562038 | 2008 | Yes | 0.817 | 0 | 1246-0 | Operational | Project #1 | 2010-04-07 | Reciprocating Engine | Electricity | Caterpillar 1.6-MW engine | 1.55 |  | American Municipal Power - Ohio, Inc.; City of Oberlin, OH | Bio-Gas Technologies, Ltd. | 0.07 | 0.0059
1006103 | 1172 | Erie County SLF | OH | Milan | Erie | Public | Erie County, OH | 2562038 | 2008 | Yes | 0.817 | 0 | 1246-1 | Operational | Project #1, Expansion #1 | 2013-01-01 | Reciprocating Engine | Electricity |  | 0.6 |  | American Municipal Power - Ohio, Inc. | Bio-Gas Technologies, Ltd. | 0.0271 | 0.0023
1007723 | 1202 | Evergreen Recycling & Disposal LF | OH | Northwood | Wood | Private | Waste Management, Inc. | 12420716 | 2004 | Yes | 3.35 | 0.046 | 1276-0 | Operational | Project #1 | 1999-01-01 | Boiler | Direct |  |  | 1.1 | Walbridge Coatings |  | 0.0963 | 0.0095
1007723 | 1202 | Evergreen Recycling & Disposal LF | OH | Northwood | Wood | Private | Waste Management, Inc. | 12420716 | 2004 | Yes | 3.35 | 0.046 | 180201-0 | Operational | Project #2 | 2001-09-01 | Direct Thermal | Direct |  |  | 2.2 | Sunoco Refinery |  | 0.1926 | 0.019
1003787 | 1175 | Franklin County SLF | OH | Grove City | Franklin | Public | Solid Waste Authority of Central Ohio, OH | 16700762 | 2011 | Yes | 6.8 | 0 | 200849-0 | Operational | Project #3 | 2014-02-01 | High Btu | Upgraded LFG | pipeline quality gas is injected into nearby natural gas pipeline for sale to power company in CA, not at full capacity initially |  | 2.4 | Columbia Gas of Ohio; Sacramento Municipal Utility District (SMUD) | Aria Energy | 0.2101 | 0.0207
1003787 | 1175 | Franklin County SLF | OH | Grove City | Franklin | Public | Solid Waste Authority of Central Ohio, OH | 16700762 | 2011 | Yes | 6.8 | 0 | 200849-1 | Operational | Project #3, Expansion #1 | 2015-12-31 | High Btu | Upgraded LFG | pipeline quality gas is injected into nearby natural gas pipeline for sale to power company in CA |  | 4.4 | Columbia Gas of Ohio; Sacramento Municipal Utility District (SMUD) | Aria Energy | 0.3852 | 0.038
1003392 | 1159 | Geneva Landfill | OH | Geneva | Ashtabula | Private | Waste Management, Inc. | 3494385 | 2005 | Yes | 1.98 |  | 1233-0 | Operational | Project #1 | 2013-04-01 | Reciprocating Engine | Electricity |  | 4 |  | City of Oberlin, OH | WM Renewable Energy, LLC | 0.1807 | 0.0151
1003638 | 1179 | Hancock County Sanitary LF | OH | Findlay | Hancock | Public | Hancock County, OH | 3000000 | 2014 | Yes | 1.66 |  | 1253-0 | Operational | Project #1 | 2014-08-27 | Reciprocating Engine | Electricity | (4) re-built Caterpillar 3516 engine generator sets | 3.2 | 1.584 | Hancock-Wood Electric Cooperative | Granger Energy | 0.1446 | 0.0121
1005878 | 1908 | Lake County SWF | OH | Painesville | Lake | Public | Lake County, OH | 6500000 | 2005 | Yes |  | 0 | 166959-0 | Shutdown | Project #1 | 1999-10-01 | Boiler | Direct | retrofitted boiler ~3 miles from landfill at fatty acid/glycerin plant |  | 2.016 | Twin Rivers Technologies | Granger Energy | 0 | 0
1005878 | 1908 | Lake County SWF | OH | Painesville | Lake | Public | Lake County, OH | 6500000 | 2005 | Yes |  | 0 | 166959-1 | Operational | Project #1, De-Expansion #1 | 2008-01-01 | Boiler | Direct | LFG piped 3 miles to (4) boilers |  | 1.152 | Hardy Industrial Technologies, LLC | Granger Energy | 0.1008 | 0.01
1005878 | 1908 | Lake County SWF | OH | Painesville | Lake | Public | Lake County, OH | 6500000 | 2005 | Yes |  | 0 | 180968-0 | Operational | Project #2 | 2009-01-01 | Boiler | Direct | (2) boilers |  | 1.584 | Nova Chemicals, Inc. | Granger Energy | 0.1387 | 0.0137
1007969 | 2429 | Lorain County Landfill I & II | OH | Oberlin | Lorain | Private | Republic Services, Inc. | 35864731 | 2014 | Yes | 11.76 |  | 1259-0 | Operational | Project #1 | 2001-12-03 | Reciprocating Engine | Electricity | (6) Deutz engines | 8.1 | 4.5 | American Municipal Power - Ohio, Inc. | Energy Developments, Inc | 0.366 | 0.0306
1007969 | 2429 | Lorain County Landfill I & II | OH | Oberlin | Lorain | Private | Republic Services, Inc. | 35864731 | 2014 | Yes | 11.76 |  | 1259-1 | Operational | Project #1, Expansion #1 | 2003-07-01 | Reciprocating Engine | Electricity | (2) additional Deutz engines | 2.7 | 1.5 | American Municipal Power - Ohio, Inc. | Energy Developments, Inc | 0.122 | 0.0102
1007969 | 2429 | Lorain County Landfill I & II | OH | Oberlin | Lorain | Private | Republic Services, Inc. | 35864731 | 2014 | Yes | 11.76 |  | 1259-2 | Operational | Project #1, Expansion #2 | 2011-01-01 | Reciprocating Engine | Electricity | (10) Caterpillar 3520s | 16 |  | American Municipal Power - Ohio, Inc. | Energy Developments, Inc | 0.7229 | 0.0605
1007756 | 2243 | Mahoning LF | OH | New Springfield | Mahoning | Private | Waste Management, Inc. | 5121735 | 2009 | Yes | 1.91 |  | 180331-0 | Operational | Project #1 | 2013-02-15 | Reciprocating Engine | Electricity | (5) CAT 3516 engines running initially (6 installed) | 4 |  | City of Oberlin, OH | WM Renewable Energy, LLC | 0.1807 | 0.0151
1007756 | 2243 | Mahoning LF | OH | New Springfield | Mahoning | Private | Waste Management, Inc. | 5121735 | 2009 | Yes | 1.91 |  | 180331-1 | Potential | Project #1, Expansion #1 |  | Reciprocating Engine | Electricity | (1) CAT 3516 engine | 0.8 |  |  | WM Renewable Energy, LLC | 0 | 0
1003390 | 1977 | North Sanitary Landfill | OH | Dayton | Montgomery | Private | Waste Management, Inc. | 6150000 |  | Yes | 0.77 |  | 167062-0 | Operational | Combination Project | 2003-05-01 | High Btu | Upgraded LFG | gas processing equipment removes CO2 to produce methane meeting NG pipeline quality specifications; uses Kryosol Solvent technology |  | 2.672 | DTE Energy | DTE Biomass Energy | 0.2339 | 0.0231
1004484 | 1189 | Ottawa County LF | OH | Port Clinton | Ottawa | Private | Republic Services, Inc. | 7926474 | 2005 | Yes | 1.64 |  | 1263-0 | Operational | Project #1 | 2001-04-01 | Reciprocating Engine | Electricity | (2) Deutz engines | 2.7 |  | American Municipal Power - Ohio, Inc. | Energy Developments, Inc | 0.122 | 0.0102
1004484 | 1189 | Ottawa County LF | OH | Port Clinton | Ottawa | Private | Republic Services, Inc. | 7926474 | 2005 | Yes | 1.64 |  | 1263-1 | Shutdown | Project #1, Expansion #1 | 2004-01-01 | Reciprocating Engine | Electricity | 1 engine | 1.35 |  | American Municipal Power - Ohio, Inc. | Energy Developments, Inc | 0 | 0
1004856 | 1177 | Rumpke SLF, Inc. | OH | Cincinnati | Hamilton | Private | Rumpke | 36267372 | 2005 | Yes | 15 |  | 1251-0 | Operational | Project #1 | 1986-01-01 | High Btu | Upgraded LFG | LFG blended with NG for delivery to NG customers; Pretreatment: non-methane hydrocarbon removal via chilling & activated carbon absorption, 2 compressors driven by 700 HP electric motors, uses QuestAir pressure swing absorption technology |  | 6 | Duke Energy | GSF Energy; Montauk Energy Capital | 0.5253 | 0.0519
1004856 | 1177 | Rumpke SLF, Inc. | OH | Cincinnati | Hamilton | Private | Rumpke | 36267372 | 2005 | Yes | 15 |  | 1251-1 | Operational | Project #1, Expansion #1 | 1995-01-01 | High Btu | Upgraded LFG | LFG blended with NG for delivery to NG customers; Pretreatment: non-methane hydrocarbon removal via chilling & activated carbon absorption, 2 compressors driven by 700 HP electric motors, uses QuestAir pressure swing absorption technology |  | 3 | Duke Energy | GSF Energy; Montauk Energy Capital | 0.2626 | 0.0259
1004856 | 1177 | Rumpke SLF, Inc. | OH | Cincinnati | Hamilton | Private | Rumpke | 36267372 | 2005 | Yes | 15 |  | 1251-2 | Operational | Project #1, Expansion #2 | 2007-06-11 | High Btu | Upgraded LFG | LFG blended with NG for delivery to NG customers; Pretreatment: non-methane hydrocarbon removal via chilling & activated carbon absorption, 2 compressors driven by 700 HP electric motors, uses QuestAir pressure swing absorption technology |  | 6 | Duke Energy | GSF Energy; Montauk Energy Capital | 0.5253 | 0.0519
1007811 | 1941 | Stony Hollow Landfill Inc. | OH | Dayton | Montgomery | Private | Waste Management, Inc. | 7640845 | 2005 | Yes | 2.69 |  | 167062-0 | Operational | Combination Project | 2003-05-01 | High Btu | Upgraded LFG | gas processing equipment removes CO2 to produce methane meeting NG pipeline quality specifications; uses Kryosol Solvent technology |  | 2.672 | DTE Energy | DTE Biomass Energy | 0.2339 | 0.0231
1003661 | 2247 | Suburban South R&D | OH | Glenford | Perry | Private | Waste Management, Inc. | 7555609 | 2005 | Yes | 2.71 |  | 180335-0 | Operational | Project #1 | 2011-01-01 | Reciprocating Engine | Electricity | (7) 800-kW Caterpillar 3516s | 5.6 |  | Buckeye Power, Inc. | WM Renewable Energy, LLC | 0.253 | 0.0212
| 1164 | Tremont LF | OH | Springfield | Clark | Private | Danis | 4720924 |  | Yes | 2.039 |  | 1238-0 | Operational | Project #1 | 2002-09-04 | Boiler | Direct | LFG used directly for combustion units including: human comfort boiler, process ovens, process heaters, and air pollution abatement unit |  | 0.5082 | International Truck and Engine Corporation - Springfield Operations | Custer Services, Inc.; Springfield Gas | 0.0445 | 0.0044
1002552 | 12142 | American Environmental Landfill | OK | Sand Springs | Osage | Private | American Environmental Landfill, Inc. |  |  | Yes | 1.94 | 0.36 | 181113-0 | Operational | Project #1 | 2013-04-17 | Reciprocating Engine | Electricity | (2) Caterpillar 3520 engines | 3.2 | 1.58 | Oklahoma Municipal Power Authority | Montauk Energy Capital | 0.1446 | 0.0121
1007624 | 1226 | Oklahoma City Landfill | OK | Oklahoma City | Oklahoma | Private | Waste Connections Inc. - Central Region | 10401150 |  | Yes |  |  | 1301-0 | Operational | Project #1 | 2008-05-01 | High Btu | Upgraded LFG | 3 mmscfd facility removes water, H2S, and organic compounds from the LFG, then removes CO2 in a 2-stage Air Liquide membrane separator |  | 2.02 | Westar Energy | Timberline Energy, LLC | 0.1768 | 0.0175
1006219 | 1221 | Oklahoma Environmental Management Authority (OEMA) Landfill | OK | Union City | Canadian | Public | Oklahoma Environmental Management Authority (OEMA) | 1800000 | 2001 | Yes |  |  | 1295-0 | Operational | Project #1 | 2007-01-01 | Direct Thermal | Direct | 2-mile pipeline to brick kiln, LFG burned with 65-79% NG (LFG providing 1/3 of fuel needs) |  | 0.576 | Boral Bricks Inc. |  | 0.0504 | 0.005
1007851 | 1236 | Quarry LF | OK | Tulsa | Tulsa | Private | Waste Management, Inc. | 4354126 |  | Yes | 1.77 |  | 1311-0 | Operational | Project #1 | 2009-04-01 | Direct Thermal | Direct | 500 MMBtu/day of LFG is piped 1.5 miles to displace use of coal in cement kilns at the Tulsa cement plant, provides 8-9% of the plant's alternative fuel needs, heats kiln to 2,800 deg. |  | 1 | Central Plains Cement | Waste Management, Inc. | 0.0875 | 0.0086
1002323 | 12021 | Sooner Landfill | OK | Wewoka | Seminole | Private | WCA Waste Corporation | 770000 | 2010 | Yes | 0.504 | 0 | 181086-0 | Operational | Project #1 | 2011-10-17 | Direct Thermal | Direct | 1,200-foot pipeline transports LFG to brick facility next door, provides ~9 MMBtu and fires all 6 burner groups in Kiln A, displaces natural gas |  | 0.504 | Commercial Brick Corporation | Wewoka Gas Producers, LLC | 0.0441 | 0.0044
1007054 | 1246 | Coffin Butte LF | OR | Corvallis | Benton | Private | Republic Services, Inc. | 4500000 | 2001 | Yes | 2.84 |  | 1321-0 | Operational | Project #1 | 1995-10-01 | Reciprocating Engine | Electricity | (3) Caterpillar 3516 engines | 2.4 |  | Pacific Northwest Generating Cooperative | Power Resources Cooperative | 0.1084 | 0.0091
1007054 | 1246 | Coffin Butte LF | OR | Corvallis | Benton | Private | Republic Services, Inc. | 4500000 | 2001 | Yes | 2.84 |  | 1321-1 | Operational | Project #1, Expansion #1 | 2007-10-01 | Reciprocating Engine | Electricity | (2) Caterpillar 3520 engines | 3.2 |  | Pacific Northwest Generating Cooperative | Power Resources Cooperative | 0.1446 | 0.0121
1007989 | 1241 | Columbia Ridge LF | OR | Arlington | Gilliam | Private | Waste Management, Inc. | 35783633 | 2009 | Yes | 7.78 |  | 1316-0 | Operational | Project #1 | 2009-12-15 | Reciprocating Engine | Electricity | (8) Caterpillar 3516s with 800 kW rated capacity each (10.49 MMBtu/hr) | 6.4 |  | Seattle City Light | WM Renewable Energy, LLC | 0.2892 | 0.0242
1007989 | 1241 | Columbia Ridge LF | OR | Arlington | Gilliam | Private | Waste Management, Inc. | 35783633 | 2009 | Yes | 7.78 |  | 1316-1 | Operational | Project #1, Expansion #1 | 2014-08-31 | Reciprocating Engine | Electricity | (4) Caterpillar 352C engines, each with 1.6-MW rated capacity (17.44 MMBtu/hr) | 6.4 |  | Seattle City Light | WM Renewable Energy, LLC | 0.2892 | 0.0242
1007989 | 1241 | Columbia Ridge LF | OR | Arlington | Gilliam | Private | Waste Management, Inc. | 35783633 | 2009 | Yes | 7.78 |  | 1316-2 | Planned | Project #1, Expansion #2 | 2020-01-01 | Reciprocating Engine | Electricity | (4) Caterpillar 352C engines, each with 1.6-MW rated capacity (17.44 MMBtu/hr) | 6.4 |  |  | WM Renewable Energy, LLC | 0 | 0
1005652 | 2073 | Dry Creek Landfill | OR | Eagle Point | Jackson | Private | Rogue Disposal & Recycling | 2000000 | 2004 | Yes | 1.82 |  | 180125-0 | Operational | Project #1 | 2007-05-15 | Reciprocating Engine | Electricity | (2) Caterpillar 3520 engine/generator sets | 3.2 | 1.5 | PacifiCorp | Oregon Environmental Industries (OEI) | 0.1446 | 0.0121
1004516 | 1242 | Finley Buttes Regional Landfill | OR | Boardman | Morrow | Private | Waste Connections, Inc. | 4000000 | 2001 | Yes | 1.98 |  | 1317-0 | Operational | Project #1 | 2007-12-15 | Cogeneration | Electricity | (2) Caterpillar reciprocating engines with waste heat recovery; 10-11 MMBtu/hr of 220 degree F water to preheat the air used to deyhdrate onions, reducing plant's use of NG by ~180 cfm | 3.2 | 1.872 | Cascade Specialties; PacifiCorp | Finley BioEnergy LLC | 0.1446 | 0.0121
1007687 | 1248 | Riverbend Landfill Company, Inc. | OR | McMinnville | Yamhill | Private | Waste Management, Inc. | 2500000 | 2001 | Yes | 4.67 |  | 181029-0 | Operational | Project #2 | 2010-06-30 | Reciprocating Engine | Electricity | (6) 800-kW Caterpillar 3516s | 4.8 |  | McMinnville Power & Light | WM Renewable Energy, LLC | 0.2169 | 0.0182
1005384 | 1245 | Roseburg LF | OR | Roseburg | Douglas | Public | Douglas County, OR | 1600000 | 2009 | Yes | 0.701 |  | 1320-0 | Operational | Project #1 | 2011-12-14 | Reciprocating Engine | Electricity |  | 1.8 | 0.701 | Pacific Power | Roseburg LFG Energy | 0.0813 | 0.0068
1007001 | 1247 | Short Mountain LF | OR | Eugene | Lane | Public | Lane County | 3410000 |  | Yes | 1.59 |  | 1322-0 | Operational | Project #1 | 1992-01-01 | Reciprocating Engine | Electricity | LFG is burned in IC engines (CAT 3516's) to generate electricity | 1.6 |  | Bonneville Power Administration; Emerald People's Utility District (PUD) | Emerald People's Utility District (PUD) | 0.0723 | 0.0061
1007001 | 1247 | Short Mountain LF | OR | Eugene | Lane | Public | Lane County | 3410000 |  | Yes | 1.59 |  | 1322-1 | Operational | Project #1, Expansion #1 | 1993-11-01 | Reciprocating Engine | Electricity | LFG is burned in IC engines (CAT 3516's) to generate electricity | 1.6 |  | Bonneville Power Administration; Emerald People's Utility District (PUD) | Emerald People's Utility District (PUD) | 0.0723 | 0.0061
1002446 | 1714 | St. Johns LF | OR | Portland | Multnomah | Public | Metro, OR | 14000000 |  | Yes | 0.616 | 0 | 6112-0 | Shutdown | Project #1 | 1998-01-01 | Direct Thermal | Direct | lime kilns ~2 miles away |  | 5.76 | Ash Grove Cement Company | Palmer Capital Corporation | 0 | 0
1002446 | 1714 | St. Johns LF | OR | Portland | Multnomah | Public | Metro, OR | 14000000 |  | Yes | 0.616 | 0 | 6112-1 | Operational | Project #1, De-Expansion #1 | 2005-01-01 | Direct Thermal | Direct | lime kilns ~2 miles away |  | 1.44 | Ash Grove Cement Company | Palmer Capital Corporation | 0.1261 | 0.0124
1007645 | 1254 | Alliance SLF | PA | Taylor | Lackawanna | Private | Waste Management, Inc. | 21355144 | 2012 | Yes | 9.01 |  | 180862-0 | Operational | Project #2 | 2010-01-31 | Gas Turbine | Electricity | 19-mile pipeline to (2) Solar Mercury 50 recuperated turbines (each rated at 4.6 MWe ISO, with 38.5% electrical efficiency, guaranteed 22 ppm NOx) at PEI’s 20+ MW Archbald power station | 9.2 |  | PEI Power; PJM Interconnection, LLC | PEI Power; Waste Management, Inc. | 0.4157 | 0.0348
1003456 | 1276 | Arden LF | PA | Washington | Washington | Private | Waste Management, Inc. | 4862968 | 2006 | Yes | 2.69 | 0.09 | 1351-0 | Operational | Project #1 | 2009-01-30 | Reciprocating Engine | Electricity | (6) Caterpillar 3516 engines | 4.8 | 2.6 | PJM Interconnection, LLC | WM Renewable Energy, LLC | 0.2169 | 0.0182
1007976 | 1273 | Bradford County Landfill | PA | Troy | Bradford | Public | Northern Tier Solid Waste Authority (NTSWA), PA | 2700000 | 2013 | Yes | 0.728 |  | 1348-0 | Shutdown | Project #1 | 2002-04-01 | Reciprocating Engine | Electricity | (1) Caterpillar 3516 engine | 0.8 | 0.504 | PenElec | Northern Tier Solid Waste Authority (NTSWA), PA; PPL Corporation | 0 | 0
1007976 | 1273 | Bradford County Landfill | PA | Troy | Bradford | Public | Northern Tier Solid Waste Authority (NTSWA), PA | 2700000 | 2013 | Yes | 0.728 |  | 1348-1 | Shutdown | Project #1, Expansion #1 (CHP) | 2007-01-17 | Cogeneration | Electricity | 25% of CAT 3516 engine jacket waste heat provides 2.5 MMBtu/hr for hot water in 14,400 ft2 lettuce & herb greenhouse & 1.85 MMBtu/hr in thermal energy for hydroponic ponds, greenhouse has (98) 1000-watt lights & (8) 36-inch fans for heating & cooling |  |  | Northern Tier Greens | Northern Tier Solid Waste Authority (NTSWA), PA; PPL Corporation | 0 | 0
1007976 | 1273 | Bradford County Landfill | PA | Troy | Bradford | Public | Northern Tier Solid Waste Authority (NTSWA), PA | 2700000 | 2013 | Yes | 0.728 |  | 1348-2 | Operational | Project #1, Expansion #2 | 2009-01-06 | Cogeneration | Electricity | (1) CAT 3520 provides electricity to leachate treatment facility & greenhouse, rest is sold; engine jacket water cooling system heat provides heat to 14,400 ft2 greenhouse, 9,600 ft2 truck garage, and leachate facility | 1.6 | 0.79 | Northern Tier Greens; PenElec | Northern Tier Solid Waste Authority (NTSWA), PA; PPL Corporation | 0.0723 | 0.0061
1007976 | 1273 | Bradford County Landfill | PA | Troy | Bradford | Public | Northern Tier Solid Waste Authority (NTSWA), PA | 2700000 | 2013 | Yes | 0.728 |  | 1348-3 | Operational | Project #1, Expansion #3 | 2012-02-01 | Cogeneration | Electricity | Tapped into exhaust system of existing CAT 3520; exhaust heat goes into 3.28 MMBtu heat exchanger; heated water is piped 1,600 ft to 2 adjoining County facilties for their hot water and heating needs | 0 |  | Bradford County, PA | Northern Tier Solid Waste Authority (NTSWA), PA | 0 | 0
1002232 | 1253 | Chrin Brothers LF | PA | Easton | Northampton | Private | Chrin Brothers, Inc. | 3300000 | 2013 | Yes | 3.29 | 1.69 | 1328-0 | Operational | Project #1 | 2011-07-28 | Reciprocating Engine | Electricity | 1-mile pipeline to (2) Caterpillar 3520 engines; provides electricity to grid and can provide electricity & heat for new manufacturing companies to be built in adjacent Glendon Green Energy Park | 3.2 | 1.6 | PJM Interconnection, LLC | PPL Corporation | 0.1446 | 0.0121
1004413 | 1294 | Commonwealth Environmental Systems (CES) LF | PA | Hegins | Schuylkill | Private | CES | 5564197 | 2010 | Yes | 6.96 | 0.244 | 1369-0 | Operational | Project #1 | 2005-06-20 | Boiler | Direct | 1/2-mi pipeline, 800 hp boiler (24,000 lb/hr) burns LFG for steam to convert raw potatoes into dehydrated flakes, 30,000 gal propane tank for back-up fuel or to co-fire if LFG heating value drops below a critical point, boiler load managed by steam demand |  | 0.24 | Keystone Potato | EarthRes Group, Inc. | 0.021 | 0.0021
1004413 | 1294 | Commonwealth Environmental Systems (CES) LF | PA | Hegins | Schuylkill | Private | CES | 5564197 | 2010 | Yes | 6.96 | 0.244 | 180907-0 | Operational | Project #2 | 2009-01-22 | Gas Turbine | Electricity | (2) Solar Taurus 60s | 11 | 6.48 | PJM Interconnection, LLC | UGI Development Company | 0.497 | 0.0416
1002556 | 1269 | Conestoga LF | PA | Morgantown | Berks | Private | Republic Services, Inc. | 21386836 | 2010 | Yes | 11.52 | 7.92 | 180899-0 | Operational | Project #1 | 2008-12-03 | Direct Thermal | Direct | LFG is dewatered, filtrated & compressed, piped 9 mi. to Lanchester LF project pipeline: 2 boilers at H.R. Ewell; 1 boiler at New Holland Concrete; 4 oil heaters & 6 boilers at Tyson Foods; 1 boiler, 2 ovens, 2 rooftop bldg heaters at Case New Holland |  | 3.6 | Advanced Food Products; Case New Holland; Dart Corporation; H.R. Ewell; L&S Sweeteners; Tyson Foods Incorporated; York Building Products | Granger Energy | 0.3152 | 0.0311
1002556 | 1269 | Conestoga LF | PA | Morgantown | Berks | Private | Republic Services, Inc. | 21386836 | 2010 | Yes | 11.52 | 7.92 | 181069-0 | Operational | Combination Project - Engines | 2013-12-06 | Reciprocating Engine | Electricity | (2) CAT 3520s | 3.2 |  | L&S Sweeteners | Granger Energy | 0.1446 | 0.0121
1002556 | 1269 | Conestoga LF | PA | Morgantown | Berks | Private | Republic Services, Inc. | 21386836 | 2010 | Yes | 11.52 | 7.92 | 181069-1 | Construction | Combination Project - Engines, Expansion #1 | 2015-12-31 | Reciprocating Engine | Electricity | (1) CAT 3520 engine | 1.6 | 0.86 |  | Granger Energy | 0.0723 | 0.0061
1002556 | 1269 | Conestoga LF | PA | Morgantown | Berks | Private | Republic Services, Inc. | 21386836 | 2010 | Yes | 11.52 | 7.92 | 200412-0 | Operational | Combination Project - Turbines | 2011-12-02 | Cogeneration | Electricity | (2) Solar Taurus 60 combustion turbines generating 5.7 MW each, with 57,000 lb/hr steam collected and used for process purposes | 11.4 |  | Dart Corporation | Dart Corporation | 0.5151 | 0.0431
1004162 | 1260 | Cumberland County LF | PA | Shippensburg | Cumberland | Private | Advanced Disposal Services | 7700000 | 2013 | Yes | 3.47 | 0.15 | 1335-0 | Operational | Project #1 | 2009-06-26 | Reciprocating Engine | Electricity | (4) Caterpillar 3520 engine generators | 6.1 | 3.32 | Adams Electric Cooperative | PPL Corporation | 0.2756 | 0.0231
1003521 | 1262 | Frey Farm-Creswell LF | PA | Conestoga | Lancaster | Public | Lancaster County Solid Waste Management Authority, PA | 11018633 | 2014 | Yes |  |  | 1383-0 | Operational | Project #1 | 2006-02-01 | Reciprocating Engine | Electricity | Two Caterpillar 3520 CHP engines although CHP not in effect at initial start-up | 3.2 | 1.14 | PJM Interconnection, LLC | Lancaster County Solid Waste Management Authority, PA; PPL Corporation | 0.1446 | 0.0121
1003521 | 1262 | Frey Farm-Creswell LF | PA | Conestoga | Lancaster | Public | Lancaster County Solid Waste Management Authority, PA | 11018633 | 2014 | Yes |  |  | 1383-1 | Operational | Project #1 - CHP | 2006-10-01 | Cogeneration | Electricity | (2) original boilers on top of (2) engine enclosures captured engine waste heat - replaced by (1) boiler, steam is sent to dairy via closed-loop steam pipeline, provides up to 75% of dairy's steam manufacturing demand, offsets 140,000 gal/yr diesel fuel | 0 |  | Turkey Hill Dairy | Lancaster County Solid Waste Management Authority, PA; PPL Corporation | 0 | 0
1003460 | 1255 | Grand Central SLF | PA | Pen Argyl | Northampton | Private | Waste Management, Inc. | 11293057 | 2009 | Yes | 5.82 | 0.91 | 1330-0 | Operational | Project #1 | 2001-03-01 | Gas Turbine | Electricity | 3 turbines | 9.9 | 4.9 | Exelon Power | Green Knight Economic Development Corporation; Waste Management, Inc. | 0.4473 | 0.0374
1002786 | 1265 | Greater Lebanon Refuse Authority LF | PA | Lebanon | Lebanon | Public | Greater Lebanon Refuse Authority, PA | 2030000 | 2013 | Yes | 1.08 |  | 180910-0 | Operational | Project #2 | 2007-09-13 | Reciprocating Engine | Electricity | (2) Caterpillar 3520 engines | 2 | 1.08 | Metropolitan Edison Company | Greater Lebanon Refuse Authority, PA; PPL Corporation | 0.0904 | 0.0076
1001643 | 1288 | Greentree Landfill | PA | Kersey | Elk | Private | Advanced Disposal Services | 17407097 | 2009 | Yes | 10.08 |  | 1363-0 | Operational | Project #1 | 2007-07-01 | High Btu | Upgraded LFG | 7-mi pipeline transports high Btu gas (7,000 MMBtu/day, 2+Bcf/yr) for use in combined-cycle equipment to create RECs to satisfy RPS requirements, plant capacity is 15.12 mmscfd, cleaning: membrane technology, PSA and activated carbon pretreatment system |  | 3.6 | Conectiv Energy Supply, Inc. | American Exploration; enXco LFG Holdings, LLC | 0.3152 | 0.0311
1001643 | 1288 | Greentree Landfill | PA | Kersey | Elk | Private | Advanced Disposal Services | 17407097 | 2009 | Yes | 10.08 |  | 1363-1 | Operational | Project #1, Expansion #1 | 2008-01-01 | High Btu | Upgraded LFG |  |  | 4.8 | Conectiv Energy Supply, Inc. | American Exploration; enXco LFG Holdings, LLC | 0.4202 | 0.0415
1007615 | 1249 | GROWS Landfill | PA | Morrisville | Bucks | Private | Waste Management, Inc. | 62803312 | 2014 | Yes | 12.8 |  | 1327-1 | Operational | Combination Project - Expansion #1 | 1999-01-01 | Steam Turbine | Electricity | boiler to steam turbine; each of the 2 steam turbine-generator units at the Fairless Hills power generation facility is 30 MW but only one is operating | 14.3 |  | Exelon Power | Exelon Power; Waste Management, Inc. | 0.6461 | 0.0541
1007615 | 1249 | GROWS Landfill | PA | Morrisville | Bucks | Private | Waste Management, Inc. | 62803312 | 2014 | Yes | 12.8 |  | 1327-3 | Operational | Combination Project - Expansion #3 | 2007-01-01 | Steam Turbine | Electricity | boiler to steam turbine; each of the 2 steam turbine-generator units at the Fairless Hills power generation facility is 30 MW | 2.5 |  | Exelon Power | Exelon Power; Waste Management, Inc. | 0.1129 | 0.0095
1007615 | 1249 | GROWS Landfill | PA | Morrisville | Bucks | Private | Waste Management, Inc. | 62803312 | 2014 | Yes | 12.8 |  | 180121-0 | Shutdown | Project #1 | 1988-01-01 | Gas Turbine | Electricity | 2 Centaur units; each of the 2 gas combustion turbine-generator units at the Pennsbury power generation facility is 3.3 MW | 6.6 |  | Exelon Power | Exelon Power; Waste Management, Inc. | 0 | 0
1007615 | 1249 | GROWS Landfill | PA | Morrisville | Bucks | Private | Waste Management, Inc. | 62803312 | 2014 | Yes | 12.8 |  | 180121-2 | Operational | Project #1, Expansion #1 (Combination Project) | 2010-08-31 | Gas Turbine | Electricity |  | 0.95 | 0.53 | Exelon Power |  | 0.0429 | 0.0036
1003773 | 1270 | IESI Blue Ridge Landfill | PA | Chambersburg | Franklin | Private | Progressive Waste Solutions Ltd. | 9700000 | 2013 | Yes | 3.024 |  | 1345-0 | Operational | Project #1 | 2013-01-01 | Reciprocating Engine | Electricity | (4) CAT 3520 engines provide 15% of borough's electric needs; 4 miles of transmission to borough substation | 6.4 |  | Borough of Chambersburg Electric Department, PA | PPL Corporation | 0.2892 | 0.0242
1003103 | 1278 | Imperial Sanitary Landfill | PA | Imperial | Allegheny | Private | Republic Services, Inc. | 12890151 | 2010 | Yes | 10.3 | 6.1 | 1353-0 | Operational | Project #2 | 2007-09-01 | High Btu | Upgraded LFG | LFG processed to pipeline quality transported 3 miles to interstate pipeline, and used exclusively for electricity production |  | 4.2 | Conectiv Energy Supply, Inc. | enXco LFG Holdings, LLC | 0.3677 | 0.0363
| 1279 | J.J. Brunner LF | PA | Zelienople | Beaver | Private | Joseph J. Brunner, Inc. | 1364475 | 2010 | Yes | 0.42 | 0.06 | 1354-0 | Operational | Project #1 | 2005-03-01 | Leachate Evaporation | Direct | 1 unit in place - can evaporate 30,000 gpd of leachate using only 600 cfm LFG, off vapors can be directly discharged and an enclosed flare is no longer required, currently evaporating 10-15,000 gpd, using 2-300 cfm |  | 0.36 | J.J. Brunner LF | Green Gas Americas, Inc. | 0.0315 | 0.0031
1006261 | 1256 | Keystone Sanitary Landfill, Inc. | PA | Dunmore | Lackawanna | Private | Keystone Sanitary Landfill, Inc. | 21521068 | 2010 | Yes | 14.8 |  | 1331-0 | Operational | Project #1 | 1995-01-01 | Reciprocating Engine | Electricity | (4) engines | 3.2 |  | PPL Corporation | Keystone Recovery | 0.1446 | 0.0121
1006261 | 1256 | Keystone Sanitary Landfill, Inc. | PA | Dunmore | Lackawanna | Private | Keystone Sanitary Landfill, Inc. | 21521068 | 2010 | Yes | 14.8 |  | 1331-1 | Operational | Project #1, Expansion #1 | 1996-03-01 | Reciprocating Engine | Electricity | (3) engines | 2.4 |  | PPL Corporation | Keystone Recovery | 0.1084 | 0.0091
1006261 | 1256 | Keystone Sanitary Landfill, Inc. | PA | Dunmore | Lackawanna | Private | Keystone Sanitary Landfill, Inc. | 21521068 | 2010 | Yes | 14.8 |  | 167018-0 | Shutdown | Project #2 | 1998-07-28 | Steam Turbine | Electricity | 12-mi pipeline to converted coal-fired boiler at Archbald power station to generate steam for steam turbine, power sold to wholesale market, excess steam sold to plastics manufacturer, plant’s nameplate capacity is 20 to 23.2 MW & burns LFG and NG. | 2.8 | 2 | Laminations Inc; PEI Power; PPL Corporation | PEI Power | 0 | 0
1006261 | 1256 | Keystone Sanitary Landfill, Inc. | PA | Dunmore | Lackawanna | Private | Keystone Sanitary Landfill, Inc. | 21521068 | 2010 | Yes | 14.8 |  | 167018-1 | Shutdown | Project #2, Expansion #1 | 2002-01-01 | Steam Turbine | Electricity | 12-mi pipeline to converted coal-fired boiler at Archbald power station to generate steam for steam turbine, power sold to wholesale market, excess steam sold to plastics manufacturer, plant’s nameplate capacity is 20 to 23.2 MW & burns LFG and NG. | 7 | 5 | Laminations Inc; PEI Power; PPL Corporation | PEI Power | 0 | 0
1006261 | 1256 | Keystone Sanitary Landfill, Inc. | PA | Dunmore | Lackawanna | Private | Keystone Sanitary Landfill, Inc. | 21521068 | 2010 | Yes | 14.8 |  | 167018-2 | Operational | Project #2, Expansion #2 | 2014-01-01 | Steam Turbine | Electricity | 12-mi pipeline to converted coal-fired boiler at Archbald power station to generate steam for steam turbine, power sold to wholesale market, excess steam sold to plastics manufacturer, plant’s nameplate capacity is 20 to 23.2 MW & burns LFG and NG. | 16 |  | Laminations Inc; PEI Power; PPL Corporation | PEI Power | 0.7229 | 0.0605
1007649 | 1290 | Lake View LF | PA | Erie | Erie | Private | Waste Management, Inc. | 20683552 | 2009 | Yes | 2.85 | 0.72 | 1365-0 | Operational | Project #1 | 1997-01-01 | Reciprocating Engine | Electricity | (2) 3,050-kW Caterpillar 3616s | 5.6 | 2.13 | PJM Interconnection, LLC | WM Renewable Energy, LLC | 0.253 | 0.0212
1002391 | 1266 | Lanchester LF | PA | Narvon | Lancaster | Public | Chester County Solid Waste Authority, PA | 11922743 | 2010 | Yes | 5.76 | 0 | 1341-0 | Operational | Project #1 | 2004-12-15 | Direct Thermal | Direct | 12.7-mile pipeline, Dart is furthest customer, LFG provides 100% of Dart's fuel needs - combusted in nine boilers, two thermal oxidizers, two building heaters, and two ovens, LFG generates electricity to treat & transport LFG (self-reliant project) |  | 3.456 | Dart Corporation | Granger Energy | 0.3025 | 0.0299
1002391 | 1266 | Lanchester LF | PA | Narvon | Lancaster | Public | Chester County Solid Waste Authority, PA | 11922743 | 2010 | Yes | 5.76 | 0 | 1341-1 | Operational | Project #1, Expansion #1 | 2005-10-18 | Direct Thermal | Direct | 12.7-mile pipeline, combusted in three boilers at Advanced Food Products, usage is seasonal, LFG generates electricity to treat & transport LFG (self-reliant project) |  | 1.584 | Advanced Food Products | Granger Energy | 0.1387 | 0.0137
1002391 | 1266 | Lanchester LF | PA | Narvon | Lancaster | Public | Chester County Solid Waste Authority, PA | 11922743 | 2010 | Yes | 5.76 | 0 | 1341-2 | Operational | Project #1, Expansion #2 | 2006-02-01 | Direct Thermal | Direct | 12.7-mile pipeline, combusted in one boiler at L&S Sweeteners, LFG generates electricity to treat & transport LFG (self-reliant project) |  | 0.432 | L&S Sweeteners | Granger Energy | 0.0378 | 0.0037
1002391 | 1266 | Lanchester LF | PA | Narvon | Lancaster | Public | Chester County Solid Waste Authority, PA | 11922743 | 2010 | Yes | 5.76 | 0 | 180969-0 | Operational | Project #2 | 2006-06-01 | Reciprocating Engine | Electricity | (1) Caterpillar 3520 engine provides on-site power for the LFG compressors used for direct-use project | 1.6 |  | Granger Energy | Granger Energy | 0.0723 | 0.0061
1002391 | 1266 | Lanchester LF | PA | Narvon | Lancaster | Public | Chester County Solid Waste Authority, PA | 11922743 | 2010 | Yes | 5.76 | 0 | 180969-1 | Operational | Project #2, Expansion #1 | 2010-11-30 | Reciprocating Engine | Electricity | (1) additional Caterpillar 3520 engine | 1.6 |  | PPL Corporation | Granger Energy | 0.0723 | 0.0061
1002391 | 1266 | Lanchester LF | PA | Narvon | Lancaster | Public | Chester County Solid Waste Authority, PA | 11922743 | 2010 | Yes | 5.76 | 0 | 181069-0 | Operational | Combination Project - Engines | 2013-12-06 | Reciprocating Engine | Electricity | (2) CAT 3520s | 3.2 |  | L&S Sweeteners | Granger Energy | 0.1446 | 0.0121
1002391 | 1266 | Lanchester LF | PA | Narvon | Lancaster | Public | Chester County Solid Waste Authority, PA | 11922743 | 2010 | Yes | 5.76 | 0 | 181069-1 | Construction | Combination Project - Engines, Expansion #1 | 2015-12-31 | Reciprocating Engine | Electricity | (1) CAT 3520 engine | 1.6 | 0.86 |  | Granger Energy | 0.0723 | 0.0061
1002391 | 1266 | Lanchester LF | PA | Narvon | Lancaster | Public | Chester County Solid Waste Authority, PA | 11922743 | 2010 | Yes | 5.76 | 0 | 200412-0 | Operational | Combination Project - Turbines | 2011-12-02 | Cogeneration | Electricity | (2) Solar Taurus 60 combustion turbines generating 5.7 MW each, with 57,000 lb/hr steam collected and used for process purposes | 11.4 |  | Dart Corporation | Dart Corporation | 0.5151 | 0.0431
1007586 | 1286 | Laurel Highlands LF | PA | Johnstown | Cambria | Private | Waste Management, Inc. | 5870124 | 2010 | Yes | 2.93 | 0 | 1357-0 | Operational | Project #1 | 2006-07-01 | High Btu | Upgraded LFG | Converted high Btu gas is 96.8% CH4 and has heating value of 970-982 Btu/scf; uses membrane technology; 1.8 mile pipeline to the NG pipeline |  | 2.93 | Peoples Natural Gas | Air Liquide-MEDAL; Leaf Clean Energy | 0.2565 | 0.0253
1004218 | 1275 | Lycoming County LF | PA | Montgomery | Lycoming | Public | Lycoming County Resource Management Services, PA | 9300000 | 2013 | Yes | 3.16 |  | 180777-0 | Operational | Project #3 | 2012-10-01 | Cogeneration | Electricity | (4) Caterpillar 3520 engines using 550 scfm LFG each: (2) engines provide electricity to the prison and (2) send to the grid, with up to 3.7 MMBtu/hr of heat from engine exhaust going to county buildings; 2 plants are electrically independent | 6.4 | 3.16 | Federal Bureau of Prisons; Lycoming County Resource Management Services, PA; PPL Corporation | PPL Corporation | 0.2892 | 0.0242
1004218 | 1275 | Lycoming County LF | PA | Montgomery | Lycoming | Public | Lycoming County Resource Management Services, PA | 9300000 | 2013 | Yes | 3.16 |  | 180916-0 | Operational | Project #2 | 2003-01-01 | Boiler | Direct | heating 65,000 ft2 on-site Materials Recovery Facility with two 2.4 MMBtu/hr boilers (~150 cfm peak) |  | 0.019 | Lycoming County LF |  | 0.0017 | 0.0002
1007585 | 1280 | Monroeville LF | PA | Monroeville | Allegheny | Private | Waste Management, Inc. | 7808222 | 2010 | Yes | 3.87 |  | 1355-0 | Operational | Project #1 | 2004-10-29 | High Btu | Upgraded LFG |  |  | 2.48 | Equitable Gas Company | Montauk Energy Capital | 0.2171 | 0.0214
1004164 | 1297 | Mostoller Landfill, Incorporated | PA | Somerset | Somerset | Private | Advanced Disposal Services | 4397549 | 2010 | Yes | 2.6 |  | 1372-0 | Operational | Project #1 - Turbine & Boiler | 2012-01-01 | Cogeneration | Electricity | 4.7-mile pipeline to a 3.5 MW turbine and 19,500 lb/hr steam boiler to meet electrical steam demand at correctional facility, will eliminate the use of coal at the facility which will offset (3) 18,000 lb/hr coal-fired boilers (Riley Stokers) | 1.5 |  | Pennsylvania Department of Corrections | Johnson Controls, Inc.; Mostoller Landfill, Incorporated | 0.0678 | 0.0057
1004164 | 1297 | Mostoller Landfill, Incorporated | PA | Somerset | Somerset | Private | Advanced Disposal Services | 4397549 | 2010 | Yes | 2.6 |  | 1372-1 | Operational | Project #1 - Combined Cycle | 2012-01-01 | Combined Cycle | Electricity | Excess electricity from prison is sent to grid; excess steam is sent to a 500 kW steam turbine and its electricity is sent to grid | 2 |  | PenElec | Johnson Controls, Inc.; Mostoller Landfill, Incorporated | 0.0904 | 0.0076
1004164 | 1297 | Mostoller Landfill, Incorporated | PA | Somerset | Somerset | Private | Advanced Disposal Services | 4397549 | 2010 | Yes | 2.6 |  | 1372-2 | Operational | Project #1 - Engines | 2012-01-01 | Reciprocating Engine | Electricity | (2) Caterpillar 3520 engines | 0 |  | Pennsylvania Department of Corrections | Johnson Controls, Inc.; Mostoller Landfill, Incorporated | 0 | 0
1007935 | 1259 | Mountain View Landfill | PA | Greencastle | Franklin | Private | Waste Management, Inc. | 7389135 | 2010 | Yes | 3.07 |  | 1334-0 | Operational | Project #1 | 2003-06-30 | Reciprocating Engine | Electricity | 36 Detroit-Diesel dual-fuel engines use 2,000 cfm LFG and co-fire diesel fuel to produce 10 MW | 1.2 |  | PJM Interconnection, LLC | INGENCO | 0.0542 | 0.0045
1007935 | 1259 | Mountain View Landfill | PA | Greencastle | Franklin | Private | Waste Management, Inc. | 7389135 | 2010 | Yes | 3.07 |  | 1334-1 | Operational | Project #1, Expansion #1 | 2007-01-01 | Reciprocating Engine | Electricity |  | 6.71 |  | PJM Interconnection, LLC | INGENCO | 0.3032 | 0.0254
1007616 | 1257 | Pine Grove Landfill Inc. | PA | Pine Grove | Schuylkill | Private | Waste Management, Inc. | 3724054 | 2010 | Yes | 2.39 |  | 1332-0 | Operational | Project #1 | 2008-03-01 | Cogeneration | Electricity | Detroit Diesel engines, electricity for the grid, recovered heat for hot water | 2 | 1.07 | Guilford Technical Textiles; PJM Interconnection, LLC | INGENCO | 0.0904 | 0.0076
1007616 | 1257 | Pine Grove Landfill Inc. | PA | Pine Grove | Schuylkill | Private | Waste Management, Inc. | 3724054 | 2010 | Yes | 2.39 |  | 180903-0 | Operational | Project #2 | 2008-03-01 | Direct Thermal | Direct | 2-mile pipeline, burned in industrial heater and used to power steam boiler; displacing 300,000 gallons of fuel oil use per year |  | 0.44 | Guilford Technical Textiles | INGENCO | 0.0385 | 0.0038
1011037 | 1263 | Pioneer Crossing LF | PA | Birdsboro | Berks | Private | J.P. Mascaro & Sons | 7909677 | 2012 | Yes | 3.97 |  | 167019-0 | Operational | Project #2 | 2008-10-06 | Reciprocating Engine | Electricity | (4) engines initially | 6.4 | 2.34 | Metropolitan Edison Company | Access Energy, LLC; Green Gas Americas, Inc. | 0.2892 | 0.0242
1011037 | 1263 | Pioneer Crossing LF | PA | Birdsboro | Berks | Private | J.P. Mascaro & Sons | 7909677 | 2012 | Yes | 3.97 |  | 167019-1 | Operational | Project #2, Expansion #1 | 2013-12-17 | Reciprocating Engine | Electricity | (1) additional engine | 1.6 |  | Metropolitan Edison Company | Green Gas Americas, Inc. | 0.0723 | 0.0061
1009925 | 1250 | Seccra LF | PA | West Grove | Chester | Public | Southeastern Chester County Refuse Authority (SECCRA), PA | 1921937 | 2010 | Yes | 0.74 | 0.02 | 1325-0 | Operational | Project #1 | 2007-01-15 | Reciprocating Engine | Electricity | 1 Caterpillar 3516 (870 kW) engine | 0.43 |  | PJM Interconnection, LLC | Southeastern Chester County Refuse Authority (SECCRA), PA | 0.0194 | 0.0016
1009925 | 1250 | Seccra LF | PA | West Grove | Chester | Public | Southeastern Chester County Refuse Authority (SECCRA), PA | 1921937 | 2010 | Yes | 0.74 | 0.02 | 1325-1 | Operational | Project #1, Expansion #1 | 2008-09-22 | Reciprocating Engine | Electricity | GE Jenbacher 320 (20-cylinder) engine | 0.53 |  | PJM Interconnection, LLC | Southeastern Chester County Refuse Authority (SECCRA), PA | 0.0239 | 0.002
1009925 | 1250 | Seccra LF | PA | West Grove | Chester | Public | Southeastern Chester County Refuse Authority (SECCRA), PA | 1921937 | 2010 | Yes | 0.74 | 0.02 | 1325-2 | Operational | Project #1, Expansion #2 | 2010-09-01 | Reciprocating Engine | Electricity | (1) Caterpillar 3520 IC engine | 0.8 |  | PJM Interconnection, LLC | Southeastern Chester County Refuse Authority (SECCRA), PA | 0.0361 | 0.003
1002035 | 1298 | Seneca Landfill Inc. | PA | Evans City | Butler | Private | Vogel Disposal Service, Inc. | 5337252 | 2011 | Yes | 2.87 | 0 | 1373-0 | Operational | Project #1 | 2008-12-20 | Cogeneration | Electricity | GE-Jenbacher 330 | 0.33 | 0.099 | Seneca Landfill | Seneca Landfill | 0.0149 | 0.0012
1002035 | 1298 | Seneca Landfill Inc. | PA | Evans City | Butler | Private | Vogel Disposal Service, Inc. | 5337252 | 2011 | Yes | 2.87 | 0 | 180833-0 | Operational | Project #2 | 2011-02-01 | High Btu | Upgraded LFG | ~1.5 mile pipeline to NG transmission line, Air Liquide membrane technology, delivers 970 Btu/scf gas |  | 2.68 | Peoples Natural Gas | Keystone Renewable Energy, LLC | 0.2346 | 0.0232
1002035 | 1298 | Seneca Landfill Inc. | PA | Evans City | Butler | Private | Vogel Disposal Service, Inc. | 5337252 | 2011 | Yes | 2.87 | 0 | 181148-0 | Operational | Project #3 | 2012-03-28 | Direct Thermal | Direct | raw LFG used in thermal oxidizer equipment that is utilized to create the high Btu gas |  | 0.02 |  | Met-Pro Corp. | 0.0018 | 0.0002
1007686 | 1282 | Shade Landfill | PA | Cairnbrook | Somerset | Private | Waste Management, Inc. | 7954742 | 2010 | Yes | 2.38 | 0 | 180815-0 | Operational | Combination Project | 2007-09-01 | High Btu | Upgraded LFG | 12-mi pipeline from Shade LF and 2.5-mi pipeline from Southern Alleghenies LF deliver 970 Btu gas; uses membrane technology; total delivery to pipeline from both landfills is 650,000 MMBtu/yr |  | 3.532 | Equitable Gas Company | Keystone Renewable Energy, LLC; Leaf Clean Energy | 0.3092 | 0.0305
1007691 | 1843 | South Hills Landfill | PA | Library | Allegheny | Private | Waste Management, Inc. | 3507270 | 2010 | Yes | 1.18 |  | 166422-0 | Operational | Project #1 | 2008-07-01 | High Btu | Upgraded LFG | PSA separation of gases by A.R.C., output of 991 MMBtu/day |  | 1.18 | Equitrans interstate pipeline | ARC Technologies Corporation | 0.1033 | 0.0102
1007718 | 1284 | Southern Alleghenies LF | PA | Davidsville | Somerset | Private | Waste Management, Inc. | 5885033 | 2010 | Yes | 2.88 | 0.864 | 180815-0 | Operational | Combination Project | 2007-09-01 | High Btu | Upgraded LFG | 12-mi pipeline from Shade LF and 2.5-mi pipeline from Southern Alleghenies LF deliver 970 Btu gas; uses membrane technology; total delivery to pipeline from both landfills is 650,000 MMBtu/yr |  | 3.532 | Equitable Gas Company | Keystone Renewable Energy, LLC; Leaf Clean Energy | 0.3092 | 0.0305
1007718 | 1284 | Southern Alleghenies LF | PA | Davidsville | Somerset | Private | Waste Management, Inc. | 5885033 | 2010 | Yes | 2.88 | 0.864 | 180815-1 | Operational | Combination Project - Expansion #1 | 2008-04-01 | High Btu | Upgraded LFG | 2.5-mile pipeline delivers 970 Btu gas; uses membrane technology; total delivery to pipeline from both landfills is 650,000 MMBtu/yr |  | 0.864 | Equitable Gas Company | Keystone Renewable Energy, LLC; Leaf Clean Energy | 0.0756 | 0.0075
1007634 | 1252 | Tullytown LF | PA | Tullytown | Bucks | Private | Waste Management, Inc. | 35839710 | 2010 | Yes | 10.9 |  | 1327-0 | Operational | Combination Project | 1997-01-01 | Steam Turbine | Electricity | boiler/steam turbine | 11 |  | Exelon Power | Exelon Power; Waste Management, Inc. | 0.497 | 0.0416
1007634 | 1252 | Tullytown LF | PA | Tullytown | Bucks | Private | Waste Management, Inc. | 35839710 | 2010 | Yes | 10.9 |  | 1327-2 | Operational | Combination Project - Expansion #2 | 2007-01-01 | Steam Turbine | Electricity |  | 2.2 |  | Exelon Power | Exelon Power; Waste Management, Inc. | 0.0994 | 0.0083
1007634 | 1252 | Tullytown LF | PA | Tullytown | Bucks | Private | Waste Management, Inc. | 35839710 | 2010 | Yes | 10.9 |  | 180121-1 | Operational | Project #1 - Re-Start/De-Expansion #1 | 2007-10-01 | Gas Turbine | Electricity | (1) 3.3 MW gas turbine | 3.3 | 2.16 | Exelon Power | Exelon Power; Waste Management, Inc. | 0.1491 | 0.0125
1007692 | 1285 | Valley LF | PA | Irwin | Westmoreland | Private | Waste Management, Inc. | 5921742 | 2010 | Yes | 2.67 |  | 1360-0 | Operational | Project #1 | 2004-02-27 | High Btu | Upgraded LFG |  |  | 1.37 | Equitrans interstate pipeline | Montauk Energy Capital | 0.1199 | 0.0118
1005158 | 2341 | Arecibo Landfill | PR | Arecibo | Arecibo | Public | Municipality of Arecibo |  |  | Yes | 0.494 |  | 180444-0 | Operational | Project #1 | 2014-05-30 | Reciprocating Engine | Electricity | supplies power for landfill facility operations | 0.075 |  |  | Green Fuels Corp. | 0.0034 | 0.0003
1006283 | 1845 | Central LF | RI | Johnston | Providence | Private | Rhode Island Resource Recovery Corporation | 12000000 | 2001 | Yes | 15.6 |  | 166424-0 | Operational | Project #1 | 1990-01-01 | Reciprocating Engine | Electricity | (9) 1,700-kW units, operating at 75% capacity | 12 |  | ISO - New England | Palmer Capital Corporation | 0.5422 | 0.0454
1006283 | 1845 | Central LF | RI | Johnston | Providence | Private | Rhode Island Resource Recovery Corporation | 12000000 | 2001 | Yes | 15.6 |  | 166424-1 | Operational | Project #1, Expansion #1 | 2004-01-01 | Reciprocating Engine | Electricity | (2) units at 1.2 MW each | 2.4 |  | ISO - New England | Palmer Capital Corporation | 0.1084 | 0.0091
1006283 | 1845 | Central LF | RI | Johnston | Providence | Private | Rhode Island Resource Recovery Corporation | 12000000 | 2001 | Yes | 15.6 |  | 166424-2 | Operational | Project #1, Expansion #2 | 2005-12-01 | Reciprocating Engine | Electricity | (4) units at 1.5 MW each | 6 |  | ISO - New England | Rhode Island Resource Recovery Corporation; Ridgewood Renewable Power LLC | 0.2711 | 0.0227
1006283 | 1845 | Central LF | RI | Johnston | Providence | Private | Rhode Island Resource Recovery Corporation | 12000000 | 2001 | Yes | 15.6 |  | 180983-0 | Operational | Project #2 | 2013-03-31 | Combined Cycle | Electricity | 32.8 MW electricity, 91,956 lbs/hr heat recovery steam, 1,200 tons of chilled water | 32.8 |  | National Grid Electric | Macquarie Infrastructure Partners II | 1.4819 | 0.1241
| 1846 | Cranston Sanitary Landfill | RI | Cranston | Providence | Private | A. Capuano Brothers, Inc. | 1000000 |  | Yes |  |  | 166425-0 | Operational | Project #1 | 1996-01-01 | Reciprocating Engine | Electricity |  | 0.5 |  |  | Highland Power Co. | 0.0226 | 0.0019
1002813 | 2051 | Anderson Regional Landfill | SC | Belton | Anderson | Private | Waste Connections, Inc. | 1497000 | 2002 | Yes |  |  | 167138-0 | Operational | Project #1 | 2008-10-01 | Reciprocating Engine | Electricity | (2) Caterpillar 20-cylinder engine generators | 1.7 | 0.9 | Santee Cooper (SC Public Service Authority) | Santee Cooper (SC Public Service Authority) | 0.0768 | 0.0064
| 1921 | Berkeley County LF | SC | Moncks Corner | Berkeley | Public | Berkeley County Water and Sanitation Authority, SC | 1215200 |  | Yes |  |  | 166977-0 | Operational | Combination Project | 2011-02-01 | Reciprocating Engine | Electricity | LFG piped ~200 yards to (2) 1.6-MW CAT 3520 engines - only (1) engine runs at a time; advanced siloxane control system | 0.8 | 0.5 | Santee Cooper (SC Public Service Authority) | Berkeley County Water and Sanitation Authority, SC; Santee Cooper (SC Public Service Authority) | 0.0361 | 0.003
1003478 | 2109 | Berkeley County Subtitle D LF | SC | Moncks Corner | Berkeley | Public | Berkeley County Water and Sanitation Authority, SC | 1500000 | 2009 | Yes |  | 0.75 | 166977-0 | Operational | Combination Project | 2011-02-01 | Reciprocating Engine | Electricity | LFG piped ~200 yards to (2) 1.6-MW CAT 3520 engines - only (1) engine runs at a time; advanced siloxane control system | 0.8 | 0.5 | Santee Cooper (SC Public Service Authority) | Berkeley County Water and Sanitation Authority, SC; Santee Cooper (SC Public Service Authority) | 0.0361 | 0.003
1004074 | 1848 | Enoree LF, Phase II | SC | Greer | Greenville | Public | Greenville County, SC | 2573786 | 2007 | Yes | 1.36 |  | 166427-0 | Operational | Project #1 | 2008-08-08 | Reciprocating Engine | Electricity | (2) Caterpillar G3520 engines | 3.2 | 1.584 | Duke Energy | Greenville Gas Producers, LLC | 0.1446 | 0.0121
| 1849 | Georgetown County Landfill | SC | Georgetown | Georgetown | Public | Georgetown County Environmental Services Division, SC | 971000 | 1998 | Yes |  |  | 166429-0 | Operational | Combination Project | 2010-03-01 | Reciprocating Engine | Electricity | (1) GE Jenbacher V-20 engine | 0.55 | 0.24 | Santee Cooper (SC Public Service Authority) | Santee Cooper (SC Public Service Authority) | 0.0248 | 0.0021
1003528 | 2113 | Georgetown County Subtitle D LF | SC | Georgetown | Georgetown | Public | Georgetown County Environmental Services Division, SC | 208565 | 2001 | Yes |  |  | 166429-0 | Operational | Combination Project | 2010-03-01 | Reciprocating Engine | Electricity | (1) GE Jenbacher V-20 engine | 0.55 | 0.24 | Santee Cooper (SC Public Service Authority) | Santee Cooper (SC Public Service Authority) | 0.0248 | 0.0021
1003039 | 2115 | Greenwood County Landfills | SC | Greenwood | Greenwood | Public | Greenwood County Public Works, SC | 2459125 | 2014 | Yes |  |  | 180176-0 | Operational | Project #1 | 2009-06-25 | Boiler | Direct | 5.2 mi pipeline to 2 (full-time) converted NG boilers - 197,000 decatherms to start, to provide up to 60% of end user's energy needs |  | 0.576 | FujiFilm | Methane Power, LLC | 0.0504 | 0.005
1003394 | 1917 | Horry County LF | SC | Conway | Horry | Public | Horry County Solid Waste Authority, SC | 4681748 | 2009 | Yes | 1.2 |  | 166972-0 | Operational | Project #1 | 2001-09-04 | Reciprocating Engine | Electricity | 2 generators initially, added a 3rd later, each produces 1.1 MW, units actually net out closer to 1 MW each | 2.2 |  | Santee Cooper (SC Public Service Authority) | Enerdyne Power Systems, Inc.; Santee Cooper (SC Public Service Authority); SCS Engineers | 0.0994 | 0.0083
1003394 | 1917 | Horry County LF | SC | Conway | Horry | Public | Horry County Solid Waste Authority, SC | 4681748 | 2009 | Yes | 1.2 |  | 166972-1 | Operational | Project #1, Expansion #1 | 2003-03-01 | Reciprocating Engine | Electricity | 2 generators initially, added a 3rd later, each produces 1.1 MW, units actually net out closer to 1 MW each | 1.1 |  | Santee Cooper (SC Public Service Authority) | Santee Cooper (SC Public Service Authority) | 0.0497 | 0.0042
| 1920 | Langley Landfill | SC | Langley | Aiken | Public | Aiken County, SC | 1273000 | 1998 | Yes |  |  | 166976-0 | Operational | Project #1 | 2007-01-01 | Direct Thermal | Direct | kaolin kilns/dryers 600 feet from landfill |  | 1.296 | Kentucky Tennessee Clay Company |  | 0.1135 | 0.0112
1002557 | 2094 | Lee County LF, LLC | SC | Bishopville | Lee | Private | Republic Services, Inc. | 3674775 | 2001 | Yes | 6.15 | 1.36 | 180155-0 | Operational | Project #1 | 2005-03-01 | Reciprocating Engine | Electricity | (3) 1.8-MW GE Jenbacher LEANOx J616GS IC engines drive 4160 V Kato generators, treatment: drop-out tank, chiller, temperature swing absorbers (carbon filters for siloxane) | 2.35 | 1.8 | Santee Cooper (SC Public Service Authority) | Santee Cooper (SC Public Service Authority) | 0.1062 | 0.0089
1002557 | 2094 | Lee County LF, LLC | SC | Bishopville | Lee | Private | Republic Services, Inc. | 3674775 | 2001 | Yes | 6.15 | 1.36 | 180155-1 | Operational | Project #1, Expansion #1 | 2009-06-01 | Gas Turbine | Electricity | 5.5 MW Solar Taurus 60 turbine driving a 4160 V Kato generator | 2.35 | 1.8 | Santee Cooper (SC Public Service Authority) | Santee Cooper (SC Public Service Authority) | 0.1062 | 0.0089
1007892 | 1928 | Palmetto Landfill | SC | Wellford | Spartanburg | Private | Waste Management, Inc. | 19537406 | 2009 | Yes | 8.9 |  | 166993-0 | Shutdown | Project #1 | 2003-04-01 | Cogeneration | Electricity | 9.5-mi pipeline brings cleaned gas to (4) converted gas turbines with 300F heat recovery boilers, each producing 1.2 MW electricity & 18 MMBtu/hr hot water for industrial use; supplies 25% of BMW's annual electrical needs & 80% of annual thermal needs | 4.4 | 5.76 | BMW Manufacturing Co., LLC | Ameresco, Inc. | 0 | 0
1007892 | 1928 | Palmetto Landfill | SC | Wellford | Spartanburg | Private | Waste Management, Inc. | 19537406 | 2009 | Yes | 8.9 |  | 166993-1 | Operational | Project #1, Expansion #1 | 2009-08-01 | Cogeneration | Electricity | (2) highly efficient gas turbine generators and heat recovery boilers (~30 MMBtu/hr per boiler) replaced original (4) turbine system, new specialized siloxane removal system too, 9.5-mi pipeline, provides hot water to paint shop | 11 | 6.048 | BMW Manufacturing Co., LLC | BMW Manufacturing Co., LLC | 0.497 | 0.0416
1007706 | 1854 | Richland County Landfill | SC | Elgin | Richland | Private | Waste Management, Inc. | 15250000 | 2002 | Yes | 3.45 |  | 166434-0 | Operational | Project #1 | 2006-02-28 | Gas Turbine | Electricity | 5.5 MW Solar Taurus 60 turbine driving a 4160 V Kato generator | 2 | 1.4 | Santee Cooper (SC Public Service Authority) | Santee Cooper (SC Public Service Authority) | 0.0904 | 0.0076
1007706 | 1854 | Richland County Landfill | SC | Elgin | Richland | Private | Waste Management, Inc. | 15250000 | 2002 | Yes | 3.45 |  | 166434-1 | Operational | Project #1, Expansion #1 | 2011-01-01 | Reciprocating Engine | Electricity | (2) 1.6-MW Caterpillar engines | 2 | 1.4 | Santee Cooper (SC Public Service Authority) | Santee Cooper (SC Public Service Authority) | 0.0904 | 0.0076
1006351 | 2105 | Three Rivers Regional Subtitle D MSWLF | SC | Jackson | Aiken | Public | Three Rivers Solid Waste Authority, SC | 2890700 | 2009 | Yes | 1.81 | 0.151 | 180166-0 | Operational | Project #1 | 2008-05-15 | Boiler | Direct | 15.8-mile pipeline to retrofitted steam boiler at industrial site |  | 1.3 | Kimberly Clark Beech Island Facility | Siemens Building Technologies, Inc. | 0.1138 | 0.0112
1006351 | 2105 | Three Rivers Regional Subtitle D MSWLF | SC | Jackson | Aiken | Public | Three Rivers Solid Waste Authority, SC | 2890700 | 2009 | Yes | 1.81 | 0.151 | 180166-1 | Operational | Project #1, Expansion #1 | 2013-01-01 | Boiler | Direct | 15.8-mile pipeline to retrofitted steam boiler at industrial site |  | 0.65 | Kimberly Clark Beech Island Facility | Siemens Building Technologies, Inc. | 0.0569 | 0.0056
1004485 | 2126 | Union County Regional MSW Landfill | SC | Enoree | Union | Private | Republic Services, Inc. |  |  | Yes | 1.83 |  | 180187-0 | Operational | Project #1 | 2015-04-01 | Reciprocating Engine | Electricity | (2) engines, each powering a 1,600-kW generator | 3.2 |  | Duke Energy | Lockhart Power Company | 0.1446 | 0.0121
1004251 | 1918 | Wellford LF | SC | Wellford | Spartanburg | Public | Spartanburg County Public Works Department, SC | 2700000 | 2010 | Yes | 1.33 |  | 166973-0 | Operational | Project #1 | 2011-06-22 | Boiler | Direct | 6.1-mi pipeline to (1) Cleaver-Brooks 600 HP fire-tube boiler, (1) Cleaver-Brooks 250 HP fire-tube boiler, (1) Carotek 400 HP hot oil heater; offsetting NG use; provides nearly 100% of facility's energy needs |  | 0.72 | Milliken & Company | Spartanburg County Public Works Department, SC | 0.063 | 0.0062
1004251 | 1918 | Wellford LF | SC | Wellford | Spartanburg | Public | Spartanburg County Public Works Department, SC | 2700000 | 2010 | Yes | 1.33 |  | 180996-0 | Operational | Project #2 | 2011-05-31 | Reciprocating Engine | Electricity | Caterpillar G3520C engine generator unit | 0.8 | 0.36 | Duke Energy | Lockhart Power Company | 0.0361 | 0.003
1002656 | 2294 | Sioux Falls Regional Sanitary Landfill (SFRSL) | SD | Hartford | Minnehaha | Public | City of Sioux Falls, SD | 10180000 | 2008 | Yes | 3.02 | 1.22 | 180387-0 | Operational | Project #1 | 2009-02-28 | Boiler | Direct | 11-mile pipeline to plant for use in boiler for producing portion of 105 million gallons of ethanol per year, offsets 10% of NG needs |  | 1.8 | POET | City of Sioux Falls, SD; POET | 0.1576 | 0.0156
1003147 | 1326 | Alcoa/ Maryville/ Blount County Landfill | TN | Friendsville | Blount | Public | Blount County, TN; City of Alcoa, TN; City of Maryville, TN | 1986401 | 2008 | Yes | 0.523 | 0.023 | 1402-0 | Operational | Project #1 | 2011-08-26 | Reciprocating Engine | Electricity | (1) Caterpillar G3516A+ engine rated at 999 kW [16 cylinders, 4,210 cubic inches, 1,434 HP, 1,500 rpm, 0.6 gram lean burn]; gas treatment skid to remove H2S and siloxanes | 0.999 | 0.5 | Tennessee Valley Authority (TVA) | Alcoa Gas Producers, LLC | 0.0451 | 0.0038
1005281 | 1332 | Bi-County LF | TN | Woodlawn | Montgomery | Public | Bi-County Solid Waste Management Systems, TN | 2800000 | 2011 | Yes | 1.15 |  | 1408-0 | Operational | Project #1 | 2011-08-03 | Reciprocating Engine | Electricity | (1) Caterpillar G3516A+ engine rated at 999 kW [16 cylinders, 4,210 cubic inches, 1,434 HP, 1,500 rpm, 0.6 gram lean burn] - overdrive unit increases output from 800 kW to 1 MW; gas treatment skid to remove H2S and siloxanes | 0.999 |  | Tennessee Valley Authority (TVA) | Bi-County Gas Producers, LLC | 0.0451 | 0.0038
1005281 | 1332 | Bi-County LF | TN | Woodlawn | Montgomery | Public | Bi-County Solid Waste Management Systems, TN | 2800000 | 2011 | Yes | 1.15 |  | 1408-1 | Operational | Project #1, Expansion #1 | 2013-10-01 | Reciprocating Engine | Electricity | (1) 1.953-MW CAT G3520A+ engine with gear-box to increase output & efficiency | 1.953 |  | Tennessee Valley Authority (TVA) | Bi-County Gas Producers, LLC | 0.0882 | 0.0074
1002649 | 1452 | Carter Valley Landfill | TN | Church Hill | Hawkins | Private | Republic Services, Inc. | 12723765 | 2005 | Yes | 1.58 |  | 1528-0 | Operational | Project #1 | 2009-04-01 | High Btu | Upgraded LFG | 2.5-mile pipeline to existing NG pipeline; uses membrane technology |  | 1.44 | Eastman Chemical Company | TenGasCo | 0.1261 | 0.0124
1007795 | 1346 | Chestnut Ridge LF | TN | Heiskell | Anderson | Private | Waste Management, Inc. | 5031388 |  | Yes | 2.88 |  | 1422-0 | Operational | Project #1 | 1992-01-01 | Reciprocating Engine | Electricity | (4) Caterpillar 3516 generators, 95% runtime efficiency | 3.2 |  | Knoxville Utilities Board; Tennessee Valley Authority (TVA) |  | 0.1446 | 0.0121
1007795 | 1346 | Chestnut Ridge LF | TN | Heiskell | Anderson | Private | Waste Management, Inc. | 5031388 |  | Yes | 2.88 |  | 1422-1 | Operational | Project #1, Expansion #1 | 2011-01-01 | Reciprocating Engine | Electricity | (1) Caterpillar 1.6-MW 3520 engine | 1.6 |  | Tennessee Valley Authority (TVA) | WM Renewable Energy, LLC | 0.0723 | 0.0061
1003227 | 1388 | Iris Glen Landfill | TN | Johnson City | Washington | Public | City of Johnson City, TN | 3500000 | 2005 | Yes |  | 0 | 1464-0 | Operational | Project #1 | 2007-02-01 | Boiler | Direct | PSA, carbon filter, & membrane filtration system, ~90% pipeline quality gas (~875 Btu/scf), ~4 mi pipeline, capacity of 100,000 lb/hr steam, 7.5 MW, & chilled water (offsets NG use in 4 industrial boilers or 3.5 MW engine/genset) |  | 2.16 | Veterans Affairs Medical Center, Mountain Home | Energy Systems Group, LLC | 0.1891 | 0.0187
1003269 | 1411 | Meadow Branch Landfill | TN | Athens | McMinn | Private | Waste Connections, Inc. |  |  | Yes |  |  | 1487-0 | Operational | Project #1 | 2011-09-28 | High Btu | Upgraded LFG | 9.5-mile, 4-inch steel pipeline delivers ~1,000 MMBtu/day initially; refrigeration, PSA, carbon filtration, membrane separation, Air Liquide-Medal Biogaz System clean LFG to pipeline quality standards |  | 2.5 | Spectra Energy Transmission | Renewco LLC | 0.2189 | 0.0216
1002650 | 1415 | Middle Point Landfill | TN | Murfreesboro | Rutherford | Private | Republic Services, Inc. | 12556163 | 2005 | Yes | 5.76 | 5.184 | 1491-0 | Shutdown | Project #1 | 2002-05-01 | Reciprocating Engine | Electricity | 2 Deutz engines | 2.7 | 1.152 | Tennessee Valley Authority (TVA) | Energy Developments, Inc | 0 | 0
1002650 | 1415 | Middle Point Landfill | TN | Murfreesboro | Rutherford | Private | Republic Services, Inc. | 12556163 | 2005 | Yes | 5.76 | 5.184 | 1491-1 | Operational | Project #1, De-Expansion #1 | 2005-03-01 | Reciprocating Engine | Electricity | 1 Deutz engine | 1.35 | 0.576 | Tennessee Valley Authority (TVA) | Energy Developments, Inc | 0.061 | 0.0051
1006303 | 1327 | North Shelby Landfill | TN | Millington | Shelby | Private | Republic Services, Inc. | 5500000 | 2001 | Yes | 2.79 |  | 1403-0 | Operational | Project #1 | 2014-09-30 | High Btu | Upgraded LFG | Plant is anticipated to produce ~4 million diesel GGE of renewable natural gas fuel annually, steadily increasing to more than 5.7 million diesel GGE annually during the first 10 years of operations |  |  | Memphis Light, Gas and Water (MLGW) | Clean Energy Renewable Fuels | 0 | 0
1007859 | 1422 | Quail Hollow LF | TN | Tullahoma | Bedford | Private | Waste Management, Inc. | 2936424 |  | Yes | 0.74 | 0.605 | 1498-0 | Operational | Project #1 | 1996-01-01 | Leachate Evaporation | Direct |  |  | 0.135 |  | Waste Management, Inc. | 0.0118 | 0.0012
1002466 | 1330 | South Shelby Landfill | TN | Memphis | Shelby | Private | Republic Services, Inc. | 24000000 | 2004 | Yes |  |  | 1406-0 | Operational | Project #1 | 2004-08-01 | Boiler | Direct | LFG is piped 5 miles to 3 boilers for steam generation at the Solae facility, a soy based food ingredients plant |  | 6.048 | The Solae Company | CPL Systems, Inc.; Memphis Light, Gas and Water (MLGW) | 0.5295 | 0.0523
1002466 | 1330 | South Shelby Landfill | TN | Memphis | Shelby | Private | Republic Services, Inc. | 24000000 | 2004 | Yes |  |  | 1406-1 | Operational | Project #1, Expansion #1 | 2005-11-01 | Boiler | Direct | LFG is piped 5 miles to 3 boilers for steam generation at the Solae facility a soy based food ingredients plant |  | 1.152 | The Solae Company | CPL Systems, Inc.; Memphis Light, Gas and Water (MLGW) | 0.1008 | 0.01
1007889 | 1387 | West Camden Sanitary Landfill | TN | Camden | Benton | Private | Waste Management, Inc. | 8727773 | 2009 | Yes | 2.56 | 0.49 | 1463-0 | Operational | Project #1 | 2012-12-31 | Reciprocating Engine | Electricity | (3) Caterpillar G3520C low-emission, lean-burn, four-stroke, turbocharged, after-cooled engines, each rated at 2,233 bhp or 14.53 MMBtu/hr | 4.8 | 2.07 | Tennessee Valley Authority (TVA) | WM Renewable Energy, LLC | 0.2169 | 0.0182
1002645 | 1467 | Arlington LF | TX | Euless | Tarrant | Public | City of Arlington, TX | 13981144 | 2001 | Yes | 2.9 | 0 | 1544-0 | Operational | Project #1 | 2003-04-01 | Cogeneration | Electricity | LFG is compressed and piped 4 miles at 60 psig to WWTP, used as supplemental fuel to run 2 Solar Taurus 60 gas turbines (5.2 MW each), heat recovery system on turbines | 5 | 2.9 | Fort Worth (Village Creek) Municipal WWTP | Renovar Energy Corp. | 0.2259 | 0.0189
1007800 | 1479 | Atascocita RDF | TX | Humble | Harris | Private | Waste Management, Inc. | 9628700 | 2003 | Yes | 8.42 |  | 101864-0 | Operational | Project #1 | 2003-06-01 | Reciprocating Engine | Electricity | (5) Jenbacher 616 engines, 1.7 MW each | 8.5 |  | Reliant Energy |  | 0.384 | 0.0322
1007800 | 1479 | Atascocita RDF | TX | Humble | Harris | Private | Waste Management, Inc. | 9628700 | 2003 | Yes | 8.42 |  | 101864-1 | Operational | Project #1, Expansion #1 | 2004-01-01 | Reciprocating Engine | Electricity | (1) Jenbacher 616 engines at 1.7 MW | 1.7 |  | Reliant Energy |  | 0.0768 | 0.0064
1007894 | 1464 | Austin Community RDF | TX | Austin | Travis | Private | Waste Management, Inc. | 13228353 | 2009 | Yes | 3.28 |  | 1566-1 | Shutdown | Project #1 (Combination Project, Expansion #1) | 1998-01-01 | Reciprocating Engine | Electricity |  |  |  | Austin Energy | Toro Energy, Inc. | 0 | 0
1007894 | 1464 | Austin Community RDF | TX | Austin | Travis | Private | Waste Management, Inc. | 13228353 | 2009 | Yes | 3.28 |  | 180432-0 | Operational | Project #2 | 2007-09-01 | Reciprocating Engine | Electricity | (4) Caterpillar 3520 engines | 6.4 | 3.17 | Dell Inc. | WM Renewable Energy, LLC | 0.2892 | 0.0242
1007684 | 1822 | Baytown Landfill | TX | Baytown | Chambers | Private | Waste Management, Inc. | 6290000 | 2003 | Yes | 2.4 | 0.67 | 101885-0 | Operational | Project #1 | 2003-01-24 | Reciprocating Engine | Electricity | 4 Jenbacher 320 engines, 968 kW each | 3.9 | 1.73 | Reliant Energy |  | 0.1762 | 0.0148
1003806 | 1520 | Blue Bonnet LF | TX | Houston | Harris | Private | Waste Management, Inc. | 2526000 |  | Yes | 0.592 |  | 1597-0 | Operational | Project #1 | 2003-03-01 | Reciprocating Engine | Electricity | (2) Jenbacher 320 engines, 968 kW each | 1.936 | 0.928 | Reliant Energy |  | 0.0875 | 0.0073
1005891 | 1812 | Blue Ridge LF | TX | Fresno | Fort Bend | Private | Republic Services, Inc. | 4113900 | 2003 | Yes | 4.32 | 0 | 101871-0 | Operational | Project #1 | 2009-12-01 | Boiler | Direct | 34-mile pipeline to (2) boilers |  | 4.32 | INEOS Olefins & Polymers | Integrys Energy Services, Inc. | 0.3782 | 0.0373
1007780 | 1480 | Camelot Landfill | TX | Lewisville | Denton | Public | City of Farmers Branch, TX | 7458794 | 2008 | Yes | 1.96 |  | 1557-0 | Operational | Project #1 | 2011-02-01 | Reciprocating Engine | Electricity |  | 3.2 |  | CoServ Electric | WM Renewable Energy, LLC | 0.1446 | 0.0121
1007575 | 1460 | City of Conroe LF | TX | Conroe | Montgomery | Public | City of Conroe | 3146000 |  | Yes | 0.552 |  | 1536-0 | Operational | Project #1 | 2003-03-01 | Reciprocating Engine | Electricity | 3 Jenbacher 320 engines, 968 kW each | 2.9 |  | Reliant Energy |  | 0.131 | 0.011
1000372 | 1805 | City of Denton Landfill | TX | Denton | Denton | Public | City of Denton, TX | 4900000 | 2010 | Yes | 0.771 | 0.121 | 180836-0 | Operational | Project #2 | 2008-12-17 | Reciprocating Engine | Electricity | (1) Caterpillar 3520 engine | 1.6 | 0.65 | Denton Municipal Electric | DTE Biomass Energy | 0.0723 | 0.0061
1000372 | 1805 | City of Denton Landfill | TX | Denton | Denton | Public | City of Denton, TX | 4900000 | 2010 | Yes | 0.771 | 0.121 | 180836-1 | Planned | Project #2, Expansion #1 | 2017-01-01 | Reciprocating Engine | Electricity |  | 1.6 |  |  |  | 0 | 0
1007802 | 1816 | City of Victoria Landfill | TX | Bloomington | Victoria | Public | City of Victoria, TX | 2556000 | 2003 | Yes | 2.07 |  | 101879-0 | Operational | Project #1 | 2014-03-27 | Direct Thermal | Direct |  |  | 1.584 | INEOS Nitriles | Renovar Energy Corp. | 0.1387 | 0.0137
1003646 | 1808 | Coastal Plains RDF | TX | Santa Fe | Galveston | Private | Waste Management, Inc. | 11738042 | 2009 | Yes | 4.19 |  | 101867-0 | Operational | Project #1 | 2003-01-10 | Reciprocating Engine | Electricity | 5 Jenbacher 616 engines, 1.667 MW each | 6.67 |  | Reliant Energy |  | 0.3014 | 0.0252
1003439 | 1509 | Covel Gardens RDF | TX | San Antonio | Bexar | Private | Waste Management, Inc. | 12007000 | 2004 | Yes | 6.04 |  | 1586-0 | Operational | Project #1 | 2005-12-20 | Reciprocating Engine | Electricity | (6) 1.6-MW Caterpiller 3520C reciprocating engines | 9.6 |  | CPS Energy | Energy Developments, Inc | 0.4337 | 0.0363
1005834 | 1461 | DFW Recycling & Disposal Facility | TX | Lewisville | Denton | Private | Waste Management, Inc. | 20817174 | 2009 | Yes | 7.2 |  | 1537-0 | Operational | Project #1 | 1988-01-01 | Gas Turbine | Electricity | 2 Centaur units installed, one in 1987 and one in 1995 | 3.2 |  | Electric Reliability Council of Texas [ERCOT] |  | 0.1446 | 0.0121
1005834 | 1461 | DFW Recycling & Disposal Facility | TX | Lewisville | Denton | Private | Waste Management, Inc. | 20817174 | 2009 | Yes | 7.2 |  | 1537-1 | Operational | Project #1, Expansion #1 | 2009-07-01 | Reciprocating Engine | Electricity | (4) Caterpillar 3520s | 6.4 |  | Electric Reliability Council of Texas [ERCOT] | WM Renewable Energy, LLC | 0.2892 | 0.0242
1002321 | 12101 | Fort Bend Regional Landfill | TX | Needville | Fort Bend | Private | WCA Waste Corporation | 7000000 | 2013 | Yes | 2.45 |  | 181097-0 | Operational | Project #1 | 2013-06-02 | High Btu | Upgraded LFG | Physical solvent process with patented enhancements and catalytic oxygen removal to remove CO2, H2O, H2S, siloxanes, and other impurities from LFG; gas used down the pipeline for vehicle fuel |  | 2.45 | GHI Energy | Enerdyne Power Systems, Inc.; Morrow Renewables, LLC | 0.2145 | 0.0212
1004561 | 2415 | Fort Worth Regional LF | TX | Haltom City | Tarrant | Private | Republic Services, Inc. |  |  | Yes | 0.846 | 0.126 | 180776-0 | Operational | Project #1 | 2006-12-27 | Reciprocating Engine | Electricity | 1 Caterpillar engine | 1.6 | 0.72 |  |  | 0.0723 | 0.0061
1005895 | 1503 | Greenwood Farms Landfill | TX | Tyler | Smith | Public | City of Tyler, TX | 5500000 | 2008 | Yes | 2.304 |  | 1580-0 | Operational | Project #1 | 2009-04-22 | High Btu | Upgraded LFG | Physical solvent process with patented enhancements to remove CO2, H2O, H2S, siloxanes, and other impurities from LFG; gas used down the pipeline for vehicle fuel |  | 2.304 | Gulf South Pipeline | Morrow Renewables, LLC | 0.2017 | 0.0199
1006465 | 1485 | IESI Turkey Creek Landfill | TX | Alvarado | Johnson | Private | Progressive Waste Solutions Ltd. | 11022493 | 2013 | Yes | 1.92 |  | 1562-0 | Operational | Project #1 | 2012-09-30 | High Btu | Upgraded LFG | Physical solvent process with patented enhancements and catalytic oxygen removal - removes CO2, H2O, H2S, siloxanes, and other impurities from LFG; gas is transported and sold into adjoining natural gas pipeline |  | 1.87 | Shell Energy North America | Morrow Renewables, LLC | 0.1637 | 0.0162
1006899 | 1465 | McCarty Road LF | TX | Houston | Harris | Private | Republic Services, Inc. | 28918718 | 1998 | Yes |  |  | 1542-0 | Operational | Project #1 | 1986-03-01 | High Btu | Upgraded LFG | Selexol process is used to separate CO2 and CH4 |  | 9.7 |  | Montauk Energy Capital | 0.8492 | 0.0838
1006899 | 1465 | McCarty Road LF | TX | Houston | Harris | Private | Republic Services, Inc. | 28918718 | 1998 | Yes |  |  | 1542-1 | Operational | Project #1, Expansion #1 | 2005-01-01 | High Btu | Upgraded LFG |  |  | 5.3 |  | Montauk Energy Capital | 0.464 | 0.0458
1006899 | 1465 | McCarty Road LF | TX | Houston | Harris | Private | Republic Services, Inc. | 28918718 | 1998 | Yes |  |  | 180917-0 | Operational | Project #2 | 2009-05-22 | Boiler | Direct | 6-mile pipeline, LFG is primary fuel for 4 boilers for heat and steam in the brewing process, replaces 60% of NG use |  | 6.48 | Anheuser-Busch Companies | Ameresco, Inc. | 0.5673 | 0.056
1006817 | 1459 | McCommas Bluff Landfill | TX | Dallas | Dallas | Public | City of Dallas, TX | 40000000 | 2013 | Yes |  |  | 1535-0 | Shutdown | Project #1 | 2000-01-01 | High Btu | Upgraded LFG | original gas cleaning equipment included: SulfaTreat, temperature swing adsorption (TSA), pressure swing adsorption (PSA) for CO2 removal, and thermal oxidizer |  | 5.45 | Atmos Energy Corporation | Dallas Landfill Gas Production LLC | 0 | 0
1006817 | 1459 | McCommas Bluff Landfill | TX | Dallas | Dallas | Public | City of Dallas, TX | 40000000 | 2013 | Yes |  |  | 1535-1 | Shutdown | Project #1, De-Expansion #1 | 2007-01-01 | High Btu | Upgraded LFG | original gas cleaning equipment included: SulfaTreat, temperature swing adsorption (TSA), pressure swing adsorption (PSA) for CO2 removal, and thermal oxidizer |  | 2.8 | Atmos Energy Corporation | Dallas Landfill Gas Production LLC | 0 | 0
1006817 | 1459 | McCommas Bluff Landfill | TX | Dallas | Dallas | Public | City of Dallas, TX | 40000000 | 2013 | Yes |  |  | 1535-2 | Operational | Project #1, Expansion #1 | 2008-01-01 | High Btu | Upgraded LFG |  |  | 7 | Sacramento Municipal Utility District (SMUD); Shell Energy North America | Cambrian Energy Development LLC; Clean Energy Renewable Fuels | 0.6128 | 0.0605
1006817 | 1459 | McCommas Bluff Landfill | TX | Dallas | Dallas | Public | City of Dallas, TX | 40000000 | 2013 | Yes |  |  | 1535-3 | Operational | Project #1, Expansion #2 | 2012-01-01 | High Btu | Upgraded LFG |  |  | 3 | Sacramento Municipal Utility District (SMUD); Shell Energy North America | Cambrian Energy Development LLC; Clean Energy Renewable Fuels | 0.2626 | 0.0259
1006817 | 1459 | McCommas Bluff Landfill | TX | Dallas | Dallas | Public | City of Dallas, TX | 40000000 | 2013 | Yes |  |  | 1535-4 | Operational | Project #1, Expansion #3 | 2014-01-01 | High Btu | Upgraded LFG | Facility capacity: inlet 15.5 mmscfd raw LFG is capable of producing 9,000 MMBtu/day of renewable natural gas; the RNG is predominantly used to produce renewable electric power by a municipal utility in California |  | 2.5 | Sacramento Municipal Utility District (SMUD); Shell Energy North America | Cambrian Energy Development LLC; Clean Energy Renewable Fuels | 0.2189 | 0.0216
1006291 | 1470 | McKinney Landfill | TX | McKinney | Collin | Public | North Texas Municipal Water District | 3957000 | 2003 | Yes | 1.29 |  | 1547-0 | Operational | Project #1 | 2011-05-27 | Reciprocating Engine | Electricity | Caterpillar engines | 3.2 |  | Raytheon Network Centric Systems | Montauk Energy Capital | 0.1446 | 0.0121
1007893 | 1807 | Mesquite Creek LF | TX | New Braunfels | Comal | Private | Waste Management, Inc. | 3817620 | 2004 | Yes | 1.64 |  | 101866-0 | Operational | Project #1 | 2010-12-31 | Reciprocating Engine | Electricity | (2) 1600-kW Caterpillar 3520s | 3.1 |  | New Braunfels Municipal Utility | WM Renewable Energy, LLC | 0.1401 | 0.0117
1011256 | 2285 | Nelson Gardens LF | TX | San Antonio | Bexar | Public | City of San Antonio, TX | 11800000 |  | Yes | 1.87 |  | 180352-0 | Operational | Project #1 | 2014-04-01 | Reciprocating Engine | Electricity | (4) GE-Jenbacher 320 engines | 4.24 |  | CPS Energy | Greenfield Energy, LLC | 0.1916 | 0.016
1007895 | 1505 | Security Recycling and Disposal LF | TX | Cleveland | Montgomery | Private | Waste Management, Inc. | 4014800 | 2003 | Yes | 3.42 |  | 1582-0 | Operational | Project #1 | 2003-05-01 | Reciprocating Engine | Electricity | 3 Jenbacher 616 engines, 1.667 MW each | 5 |  | Reliant Energy |  | 0.2259 | 0.0189
1007852 | 1456 | Skyline LF | TX | Ferris | Ellis | Private | Waste Management, Inc. | 8191000 | 2003 | Yes | 5.18 |  | 1532-0 | Operational | Project #1 | 2007-06-13 | Reciprocating Engine | Electricity | (4) Caterpillar 3520 engines | 6.4 | 3.4 | Electric Reliability Council of Texas [ERCOT] | WM Renewable Energy, LLC | 0.2892 | 0.0242
1006747 | 1489 | Sunset Farms Landfill | TX | Austin | Travis | Private | Republic Services, Inc. | 9600000 | 2002 | Yes | 4.51 | 2.42 | 1566-0 | Operational | Combination Project | 1996-12-01 | Reciprocating Engine | Electricity | Waukesha 7042 GLD prime mover, Kato generator, 1498 HP/1200 rpm, V12 / twin turbo w/ intercooler, lean burn technology | 3 | 2.09 | Austin Energy |  | 0.1355 | 0.0113
1002471 | 1820 | Tessman Road Landfill | TX | San Antonio | Bexar | Private | Republic Services, Inc. | 11300000 | 2003 | Yes |  |  | 101883-0 | Operational | Project #1 | 2002-10-10 | Reciprocating Engine | Electricity | 4 Deutz reciprocating engines | 5.4 | 2.9 | Austin Energy | Energy Developments, Inc | 0.244 | 0.0204
1002471 | 1820 | Tessman Road Landfill | TX | San Antonio | Bexar | Private | Republic Services, Inc. | 11300000 | 2003 | Yes |  |  | 101883-1 | Operational | Project #1, Expansion #1 | 2003-05-01 | Reciprocating Engine | Electricity | 2 more Deutz engines added | 2.7 | 1.45 | Austin Energy | Energy Developments, Inc | 0.122 | 0.0102
1002471 | 1820 | Tessman Road Landfill | TX | San Antonio | Bexar | Private | Republic Services, Inc. | 11300000 | 2003 | Yes |  |  | 101883-2 | Operational | Project #1, Expansion #2 | 2015-10-01 | Reciprocating Engine | Electricity | added (1) Duetz engine | 1.3 | 0.725 | Austin Energy | Energy Developments, Inc | 0.0587 | 0.0049
1004646 | 1801 | Trinity Oaks Landfill | TX | Dallas | Dallas | Private | Republic Services, Inc. | 6838600 |  | Yes | 1.38 |  | 101857-0 | Operational | Project #1 | 2009-02-24 | Reciprocating Engine | Electricity |  | 3.2 |  | Southern Methodist University | Fortistar Methane Group | 0.1446 | 0.0121
1007840 | 1519 | Westside RDF | TX | Aledo | Tarrant | Private | Waste Management, Inc. | 9955600 | 2004 | Yes | 1.98 |  | 1596-0 | Operational | Project #1 | 2010-03-15 | Reciprocating Engine | Electricity | (3) 1,600-kW Caterpillar 3520s | 4.8 |  | Electric Reliability Council of Texas [ERCOT] | WM Renewable Energy, LLC | 0.2169 | 0.0182
1007282 | 1541 | Davis County Landfill | UT | Layton | Davis | Private | Wasatch Integrated Waste Management District | 4309000 | 2008 | Yes | 1.39 |  | 1618-0 | Operational | Project #1 | 2005-01-13 | Reciprocating Engine | Electricity | 3,000 foot pipeline to AFB property line, then ~6,000 feet more to 2 Caterpillar low-Btu-configured engine generator sets | 1.2 | 0.9 | Hill Air Force Base | Ameresco, Inc. | 0.0542 | 0.0045
1007282 | 1541 | Davis County Landfill | UT | Layton | Davis | Private | Wasatch Integrated Waste Management District | 4309000 | 2008 | Yes | 1.39 |  | 1618-1 | Operational | Project #1, Expansion #1 | 2008-07-01 | Reciprocating Engine | Electricity | 3,000 foot pipeline to AFB property line, then ~6,000 feet more to (1) Jenbacher 320 engine (1,057 kw) | 1.05 | 0.55 | Hill Air Force Base | Ameresco, Inc. | 0.0474 | 0.004
1003471 | 1542 | Salt Lake Valley LF | UT | Salt Lake City | Salt Lake | Public | Salt Lake Valley Solid Waste Management Council | 11000000 | 2002 | Yes | 2.02 |  | 1619-0 | Operational | Project #1 | 2006-06-30 | Reciprocating Engine | Electricity | (2) 800 kW engines and (1) 1.6 MW engine | 3.2 | 1.4 | Murray City Power | Aria Energy; DTE Biomass Energy | 0.1446 | 0.0121
1003864 | 1543 | Trans-Jordan LF | UT | South Jordan | Salt Lake | Public | Trans-Jordan Cities, UT | 8200000 | 2011 | Yes | 2.477 | 0 | 1620-0 | Operational | Project #1 | 2009-04-01 | Reciprocating Engine | Electricity | (3) Caterpillar 3520s | 4.8 | 2.477 | Murray City Power | Granger Energy | 0.2169 | 0.0182
1011009 | 1567 | Weber County LF | UT | Ogden | Weber | Public | Weber County, UT | 3500000 |  | Yes |  |  | 1644-0 | Operational | Project #1 | 2005-01-01 | Reciprocating Engine | Electricity | Jenbacher JGS 320, rated at 1,030 kW | 1 | 0.662 | Rocky Mountain Power, Inc. | Cooler Skies Company | 0.0452 | 0.0038
1003826 | 1595 | Atlantic Waste Disposal Inc. | VA | Waverly | Sussex | Private | Waste Management, Inc. | 14500000 | 2004 | Yes | 6.48 | 0 | 1674-0 | Operational | Project #1 | 2004-01-23 | Direct Thermal | Direct | LFG is refrigerated, filtered through a 10 micron screen, and compressed before being piped 23 miles to a process heat boiler at ammonia plant |  | 4.608 | Honeywell Performance Materials and Technologies | DTE Biomass Energy | 0.4034 | 0.0398
1003826 | 1595 | Atlantic Waste Disposal Inc. | VA | Waverly | Sussex | Private | Waste Management, Inc. | 14500000 | 2004 | Yes | 6.48 | 0 | 1674-1 | Shutdown | Project #1, Expansion #1 | 2005-01-20 | Direct Thermal | Direct | LFG is refrigerated, filtered through a 10 micron screen, and compressed before being piped 23 miles to Kellog Primary Reformer process heater at ammonia plant |  | 1.872 | Honeywell Performance Materials and Technologies |  | 0 | 0
1007689 | 1584 | Bethel LF | VA | Hampton | Hampton city | Private | Waste Management, Inc. | 7839446 | 2009 | Yes | 3.6 | 1 | 180857-0 | Operational | Project #2 | 2008-04-18 | Reciprocating Engine | Electricity | (6) Caterpillar 3516 engines | 4.8 | 2.6 | PJM Interconnection, LLC | WM Renewable Energy, LLC | 0.2169 | 0.0182
1007680 | 2333 | Brunswick Waste Management Facility | VA | Lawrenceville | Brunswick | Private | Republic Services, Inc. | 7500000 | 2003 | Yes | 3.99 | 0.745 | 180429-0 | Operational | Project #1 | 2007-12-06 | Reciprocating Engine | Electricity | Detroit Diesel engines, installing 11 MW capacity (8 MW total capacity now) | 5.83 | 3.24 | PJM Interconnection, LLC | INGENCO | 0.2634 | 0.0221
1007583 | 1575 | Charles City County SLF | VA | Charles City | Charles City | Private | Waste Management, Inc. | 13562596 | 2009 | Yes | 4.03 |  | 180276-0 | Operational | Project #2 | 2004-03-01 | Reciprocating Engine | Electricity |  | 3 |  | PJM Interconnection, LLC | INGENCO | 0.1355 | 0.0113
1007583 | 1575 | Charles City County SLF | VA | Charles City | Charles City | Private | Waste Management, Inc. | 13562596 | 2009 | Yes | 4.03 |  | 180276-1 | Operational | Project #2, Expansion #1 | 2007-01-01 | Reciprocating Engine | Electricity |  | 1.92 |  |  | INGENCO | 0.0867 | 0.0073
1003566 | 1587 | Concord Turnpike Regional Landfill | VA | Lynchburg | Lynchburg city | Public | City of Lynchburg | 1600000 | 2004 | Yes | 0.518 | 0.078 | 1665-0 | Operational | Combination Project | 2002-01-01 | Boiler | Direct | boiler is 64 feet from landfill |  | 0.55 | RockTenn | Enerdyne Power Systems, Inc. | 0.0481 | 0.0048
1007443 | 2060 | Corral Farm Landfill | VA | Warrenton | Fauquier | Public | Fauquier County, VA | 1240495 | 2005 | Yes | 0.648 | 0 | 180102-0 | Operational | Project #1 | 2004-05-01 | Reciprocating Engine | Electricity | (2) Waukesha VHP5904LTD gensets, 1 MW each | 1.5 | 0.648 | Dominion Virginia Power | Fauquier Landfill Gas, LLC | 0.0678 | 0.0057
| 1582 | Frederick County - Winchester SLF | VA | Winchester | Frederick | Public | City of Winchester, VA; County of Frederick, VA | 1470160 | 1993 | Yes | 0.144 |  | 1660-0 | Operational | Combination Project - Project #1 | 2002-01-01 | Direct Thermal | Direct | infrared tube heaters used to heat LF maintenance building are on a thermostat and come on when it's cold enough to need them, pull 30 cfm when on |  | 0.0215 | Frederick County SLF | County of Frederick, VA | 0.0019 | 0.0002
| 1582 | Frederick County - Winchester SLF | VA | Winchester | Frederick | Public | City of Winchester, VA; County of Frederick, VA | 1470160 | 1993 | Yes | 0.144 |  | 181061-0 | Operational | Combination Project - Project #2 | 2010-11-04 | Reciprocating Engine | Electricity | (2) GE Jenbacher J320 engines | 2.1 | 0.9865 | PJM Interconnection, LLC | County of Frederick, VA | 0.0949 | 0.0079
1004247 | 1583 | Frederick County SLF | VA | Winchester | Frederick | Public | County of Frederick, VA | 3664945 | 2010 | Yes | 0.864 |  | 1660-0 | Operational | Combination Project - Project #1 | 2002-01-01 | Direct Thermal | Direct | infrared tube heaters used to heat LF maintenance building are on a thermostat and come on when it's cold enough to need them, pull 30 cfm when on |  | 0.0215 | Frederick County SLF | County of Frederick, VA | 0.0019 | 0.0002
1004247 | 1583 | Frederick County SLF | VA | Winchester | Frederick | Public | County of Frederick, VA | 3664945 | 2010 | Yes | 0.864 |  | 181061-0 | Operational | Combination Project - Project #2 | 2010-11-04 | Reciprocating Engine | Electricity | (2) GE Jenbacher J320 engines | 2.1 | 0.9865 | PJM Interconnection, LLC | County of Frederick, VA | 0.0949 | 0.0079
| 10940 | Hanover 301 LF | VA | Hanover | Hanover | Public | Hanover County, VA | 850000 |  | Yes |  |  | 180940-0 | Operational | Project #1 | 2008-06-15 | Direct Thermal | Direct | LFG fuels paint evaporator 5 days per week, flow to evaporator can range from 2 to 90 scfm during operation |  | 0.015 | Hanover County, VA | Hanover County, VA | 0.0013 | 0.0001
1006057 | 12102 | I-66 Landfill | VA | Fairfax | Fairfax | Public | County of Fairfax, VA | 5000000 |  | Yes | 0.536 | 0.104 | 181098-0 | Operational | Project #1 - Phase 1 | 2009-01-01 | Direct Thermal | Direct | LFG provides 4 MMBtu/hr to infrared heaters in Dept of Vehicle Services building, truck wash facility, and welding shop within the I-66 Landfill Complex; offsets NG and/or propane |  | 0.216 |  |  | 0.0189 | 0.0019
1006057 | 12102 | I-66 Landfill | VA | Fairfax | Fairfax | Public | County of Fairfax, VA | 5000000 |  | Yes | 0.536 | 0.104 | 181098-1 | Operational | Project #1 - Phase 2 | 2011-10-01 | Direct Thermal | Direct | 2,000-ft pipeline delivers 3.9 MMBtu/hr of LFG to 24 infrared heaters at County DOT bus maintenance facility, 11 infrared heaters at DOT bus wash & fueling facility, and 3 rooftop furnaces at Public Works & Env. Services bldg; heating 80,000 sq ft total |  | 0.216 |  |  | 0.0189 | 0.0019
1002110 | 1580 | I-95 Landfill | VA | Lorton | Fairfax | Public | County of Fairfax, VA | 20229000 |  | Yes | 3.43 |  | 1657-0 | Operational | Project #1 | 1991-01-01 | Reciprocating Engine | Electricity | LFG is compressed and conditioned to remove moisture, trap foreign matter, and cool it to fuel four Caterpillar 3516 engines | 3.2 | 1.656 | Dominion Virginia Power | Aria Energy | 0.1446 | 0.0121
1002110 | 1580 | I-95 Landfill | VA | Lorton | Fairfax | Public | County of Fairfax, VA | 20229000 |  | Yes | 3.43 |  | 1657-1 | Operational | Project #1, Expansion #1 | 1993-01-01 | Reciprocating Engine | Electricity | LFG is compressed and conditioned to remove moisture, trap foreign matter, and cool it to fuel four Caterpillar 3516 engines | 3.2 | 1.656 | Dominion Virginia Power | Aria Energy | 0.1446 | 0.0121
1002110 | 1580 | I-95 Landfill | VA | Lorton | Fairfax | Public | County of Fairfax, VA | 20229000 |  | Yes | 3.43 |  | 166989-0 | Operational | Project #2 | 1997-05-01 | Direct Thermal | Direct | LFG is compressed and conditioned to remove moisture, trap foreign matter, and cooled to convey it via a 3-mile pipeline to the county WWTP sludge incinerator |  | 0.4 | Noman Cole Jr. Pollution Control Plant | Aria Energy | 0.035 | 0.0035
1002110 | 1580 | I-95 Landfill | VA | Lorton | Fairfax | Public | County of Fairfax, VA | 20229000 |  | Yes | 3.43 |  | 180817-0 | Operational | Project #3 | 2005-01-01 | Direct Thermal | Direct | (2) 100 MBtu/hr and (3) 80 MBtu/hr infrared tube heaters use 12-15 scfm total (~2 mmscfy), replaced propane-fired heating system |  | 0.005 | I-95 Landfill | County of Fairfax, VA | 0.0004 | 0
1006300 | 2444 | King and Queen Landfill | VA | Little Plymouth | King and Queen | Public | King and Queen County, VA |  |  | Yes | 6.09 |  | 180812-0 | Operational | Project #1 | 2007-12-07 | Reciprocating Engine | Electricity | Detroit Diesel engines | 5.96 | 3.312 | PJM Interconnection, LLC | INGENCO | 0.2693 | 0.0225
1007674 | 2071 | King George Landfill Inc. | VA | King George | King George | Public | King George County, VA | 11400000 | 2010 | Yes | 10.08 |  | 180122-0 | Operational | Project #1 | 2010-05-01 | Gas Turbine | Electricity | (3) Solar Centaur gas turbines | 9.3 |  | PJM Interconnection, LLC | WM Renewable Energy, LLC | 0.4202 | 0.0352
1007674 | 2071 | King George Landfill Inc. | VA | King George | King George | Public | King George County, VA | 11400000 | 2010 | Yes | 10.08 |  | 180122-1 | Operational | Project #1, Expansion #1 | 2011-01-01 | Gas Turbine | Electricity | (1) turbine | 3.1 |  | PJM Interconnection, LLC | WM Renewable Energy, LLC | 0.1401 | 0.0117
1007674 | 2071 | King George Landfill Inc. | VA | King George | King George | Public | King George County, VA | 11400000 | 2010 | Yes | 10.08 |  | 180122-2 | Potential | Project #1, Expansion #2 |  | Cogeneration | Electricity | heat recovery from turbines will provide steam to greenhouse, offsetting fuel oil use; leachate concentrator (60,000 gpd from turbine exhaust) and installation of steam turbine power generation (2 MW from turbine exhaust) | 0 |  |  |  | 0 | 0
| 1586 | Lynchburg City LF | VA | Lynchburg | Lynchburg city | Public | City of Lynchburg | 900000 |  | Yes | 0.1296 | 0.02 | 1665-0 | Operational | Combination Project | 2002-01-01 | Boiler | Direct | boiler is 64 feet from landfill |  | 0.55 | RockTenn | Enerdyne Power Systems, Inc. | 0.0481 | 0.0048
1007610 | 1571 | Maplewood Recycling & Waste Disposal | VA | Jetersville | Amelia | Private | Waste Management, Inc. | 3800000 | 2002 | Yes | 3.23 |  | 1648-0 | Operational | Project #1 | 2002-01-01 | Reciprocating Engine | Electricity | 36 engines burn a blend of 70% LFG and 30% diesel, each producing 350 kW, peaking plant is expandable to 48 engines | 4.2 |  | PJM Interconnection, LLC | INGENCO | 0.1898 | 0.0159
1007610 | 1571 | Maplewood Recycling & Waste Disposal | VA | Jetersville | Amelia | Private | Waste Management, Inc. | 3800000 | 2002 | Yes | 3.23 |  | 1648-1 | Operational | Project #1, Expansion #1 | 2007-01-01 | Reciprocating Engine | Electricity |  | 1.5 |  | PJM Interconnection, LLC | INGENCO | 0.0678 | 0.0057
1004565 | 1588 | Martinsville SLF | VA | Martinsville | Henry | Public | City of Martinsville, VA | 1740000 |  | Yes | 0.345 |  | 1667-0 | Operational | Project #1 | 2012-02-29 | Reciprocating Engine | Electricity | GE Jenbacher engine | 1.06 |  | City of Martinsville, VA | Dominion Energy, Inc. | 0.0479 | 0.004
1005096 | 2132 | Mid-County Landfill | VA | Christiansburg | Montgomery | Public | Montgomery Regional Solid Waste Authority, VA | 1300000 | 2000 | Yes | 0.21 | 0.05 | 180196-0 | Operational | Project #1 | 2010-11-11 | Reciprocating Engine | Electricity | Waukesha F18GLD spark-ignition prime mover & 265 kW generator plus 75 kW generator, minimal LFG pre-treatment (2 particulate removal filtration unit operations and one after-cooler) | 0.25 | 0.16 | Appalachian Power Company (APCo) | Green kW Energy, Inc. | 0.0113 | 0.0009
1007635 | 2072 | Middle Peninsula Landfill | VA | Saluda | Gloucester | Private | Waste Management, Inc. | 1500000 | 2001 | Yes | 3.05 |  | 180123-0 | Operational | Project #1 | 2009-09-01 | Reciprocating Engine | Electricity | (8) Caterpillar 3516s | 6.4 |  | PJM Interconnection, LLC | WM Renewable Energy, LLC | 0.2892 | 0.0242
1007662 | 2133 | New River Solid Waste Management Facility | VA | Dublin | Pulaski | Public | New River Resource Authority (NRRA) | 1305343 | 2008 | Yes | 1.152 | 0 | 180197-0 | Operational | Project #1 | 2015-01-31 | Reciprocating Engine | Electricity | (12) Detroit Diesel engines co-fired with #2 fuel oil (about 5%) | 2.3 | 1.152 | PJM Interconnection, LLC | INGENCO | 0.1039 | 0.0087
1005783 | 1589 | Newport News City Landfill No. 2 | VA | Newport News | Newport News city | Public | City of Newport News, VA | 1800000 |  | Yes | 0.351 |  | 1668-0 | Operational | Project #1 | 2013-06-30 | Boiler | Direct | 0.5 mile pipeline to fuel 2 boilers: 1 at middle school and 1 at community center |  | 0.34 |  |  | 0.0298 | 0.0029
1006252 | 2075 | Old Dominion LF | VA | Richmond | Henrico | Private | Republic Services, Inc. |  |  | Yes | 4.15 | 0.646 | 180130-0 | Operational | Project #1 | 2012-01-04 | Reciprocating Engine | Electricity | (4) Caterpillar low-emission G3520 engines | 6.4 | 3.5 | Old Dominion Electric Cooperative | Fortistar Methane Group | 0.2892 | 0.0242
1004707 | 1592 | Prince William County Sanitary Landfill | VA | Manassas | Prince William | Public | Prince William County, VA | 8000000 | 2014 | Yes | 3.74 | 0.198 | 1671-0 | Operational | Project #1 | 1998-11-01 | Reciprocating Engine | Electricity | (2) Caterpillar 950-kW 3516 engines | 1.9 | 0.95 | Northern Virginia Electric Cooperative (NOVEC) | NEO Corporation | 0.0858 | 0.0072
1004707 | 1592 | Prince William County Sanitary Landfill | VA | Manassas | Prince William | Public | Prince William County, VA | 8000000 | 2014 | Yes | 3.74 | 0.198 | 1671-1 | Operational | Project #1, Expansion #1 | 2013-10-28 | Reciprocating Engine | Electricity | (3) 3520 Caterpillar engines | 4.8 | 2.592 | Northern Virginia Electric Cooperative (NOVEC) | Fortistar Methane Group | 0.2169 | 0.0182
1004707 | 1592 | Prince William County Sanitary Landfill | VA | Manassas | Prince William | Public | Prince William County, VA | 8000000 | 2014 | Yes | 3.74 | 0.198 | 181089-0 | Operational | Project #2 | 2011-05-01 | Direct Thermal | Direct | LFG use in animal shelter incinerator offsets propane use (primary burner: 1.25 MMBtu/hr, secondary burners (2.4 MMBtu/hr) |  | 0.18 | Prince William County, VA | Prince William County, VA | 0.0158 | 0.0016
1004707 | 1592 | Prince William County Sanitary Landfill | VA | Manassas | Prince William | Public | Prince William County, VA | 8000000 | 2014 | Yes | 3.74 | 0.198 | 181099-0 | Operational | Project #3 | 2011-07-01 | Direct Thermal | Direct | infrared heaters in fleet building (~1 MMBtu/hr) and in maintenance building (~0.32 MMBtu/hr), 45 cfm LFG use from Oct - Mar, offsets propane usage |  | 0.017 | Prince William County, VA |  | 0.0015 | 0.0001
1004707 | 1592 | Prince William County Sanitary Landfill | VA | Manassas | Prince William | Public | Prince William County, VA | 8000000 | 2014 | Yes | 3.74 | 0.198 | 181099-1 | Operational | Project #3, Expansion #1 | 2014-03-01 | Direct Thermal | Direct | Infrared heaters in Central Transportation Center (School Bus Garage) (~1 MMBtu/hr) |  | 0.017 | Prince William County, VA |  | 0.0015 | 0.0001
1007354 | 1602 | Richmond Landfill | VA | Richmond | Henrico | Private | Republic Services, Inc. | 1000000 |  | Yes | 0.638 |  | 1681-0 | Operational | Project #1 | 1993-01-01 | Reciprocating Engine | Electricity |  | 2.7 | 1.5 | Virginia Electric Power Co. |  | 0.122 | 0.0102
1007826 | 2131 | Rockingham County Landfill | VA | Harrisonburg | Rockingham | Public | Rockingham County Department of Public Works, VA | 2500000 | 2010 | Yes | 1 | 0.251 | 180195-0 | Operational | Project #1 | 2010-06-01 | Boiler | Direct | 3 mi pipe to (1) 500-HP boiler initially at 1/2-load, 15,000 lb/hr low pressure steam to sterilize surgical equipment, cook food & heat water, 2 boilers will operate at full-load in winter - LFG to meet 100% of peak heat demand, 3rd boiler will be back-up |  | 0.749 | Rockingham Memorial Hospital | Rockingham County Department of Public Works, VA | 0.0656 | 0.0065
1007088 | 1576 | Shoosmith SLF | VA | Chester | Chesterfield | Private | Shoosmith Brothers | 7000000 |  | Yes | 6.13 |  | 1653-0 | Operational | Project #1 | 2004-06-25 | Reciprocating Engine | Electricity |  | 4.8 |  | PJM Interconnection, LLC | INGENCO | 0.2169 | 0.0182
1007088 | 1576 | Shoosmith SLF | VA | Chester | Chesterfield | Private | Shoosmith Brothers | 7000000 |  | Yes | 6.13 |  | 1653-1 | Operational | Project #1, Expansion #1 | 2007-01-01 | Reciprocating Engine | Electricity |  | 3.66 |  | PJM Interconnection, LLC | INGENCO | 0.1654 | 0.0138
| 1597 | SPSA Regional LF | VA | Suffolk | Suffolk city | Public | Southeastern Public Service Authority, VA | 20000000 | 2013 | Yes | 2.8 | 0.5 | 167139-0 | Operational | Project #3 | 2001-08-01 | Boiler | Direct | Transmission by 2.3-mile pipeline (14 in. HDPE pipe) to 2 retrofitted boilers producing 25,000 lbs steam |  | 1 | BASF Corporation - Suffolk | Biogas Energy Solutions, LLC | 0.0875 | 0.0086
| 1597 | SPSA Regional LF | VA | Suffolk | Suffolk city | Public | Southeastern Public Service Authority, VA | 20000000 | 2013 | Yes | 2.8 | 0.5 | 1676-0 | Operational | Project #1 | 1994-11-01 | Reciprocating Engine | Electricity | (4) Caterpillar engines | 3.2 | 1.3 | Dominion Virginia Power | Biogas Energy Solutions, LLC | 0.1446 | 0.0121
1007096 | 1594 | Stafford County LF | VA | Stafford | Stafford | Public | Rappahannock Regional Solid Waste Management Board, VA | 715000 | 2008 | Yes | 1.15 |  | 1673-0 | Operational | Project #1 | 2009-06-01 | Reciprocating Engine | Electricity | (2) GE Jenbacher engines | 2.14 | 1.15 | Constellation | Ameresco, Inc. | 0.0967 | 0.0081
1006561 | 1596 | Virginia Beach Landfill No. 2 | VA | Virginia Beach | Virginia Beach city | Public | City of Virginia Beach, VA | 7500000 |  | Yes | 1.2 | 0.6 | 1675-0 | Shutdown | Project #1 | 2001-11-23 | Reciprocating Engine | Electricity | 36 engines each producing 350 kW, simultaneously burning LFG and diesel fuel | 3.6 |  | Dominion Virginia Power | INGENCO | 0 | 0
1006561 | 1596 | Virginia Beach Landfill No. 2 | VA | Virginia Beach | Virginia Beach city | Public | City of Virginia Beach, VA | 7500000 |  | Yes | 1.2 | 0.6 | 1675-1 | Operational | Project #1, De-Expansion #1 | 2007-01-01 | Reciprocating Engine | Electricity |  | 1.02 | 0.566 | Dominion Virginia Power | INGENCO | 0.0461 | 0.0039
| 1850 | Brattleboro | VT | Brattleboro | Windham | Public | Windham Solid Waste Management District, VT | 1500000 |  | Yes |  |  | 181026-0 | Shutdown | Project #2 | 2010-10-26 | Reciprocating Engine | Electricity | old 250-kW engine | 0.25 |  | Central Vermont Public Service | Carbon Harvest Energy, LLC | 0 | 0
| 1850 | Brattleboro | VT | Brattleboro | Windham | Public | Windham Solid Waste Management District, VT | 1500000 |  | Yes |  |  | 181026-1 | Operational | Project #2, Expansion #1 | 2011-11-30 | Reciprocating Engine | Electricity | new 310-kW generator | 0.175 |  | Central Vermont Public Service | Carbon Harvest Energy, LLC | 0.0079 | 0.0007
| 1851 | Burlington LF | VT | Burlington | Chittenden | Private | Biomass Energy Partners | 863000 |  | Yes |  |  | 166431-0 | Shutdown | Project #1 | 1991-01-01 | Reciprocating Engine | Electricity |  | 0.7 |  | Burlington Electric | Biogas Energy Solutions, LLC | 0 | 0
| 1851 | Burlington LF | VT | Burlington | Chittenden | Private | Biomass Energy Partners | 863000 |  | Yes |  |  | 166431-1 | Operational | Project #1, De-Expansion #1 | 2009-01-01 | Reciprocating Engine | Electricity |  | 0.4 |  | Burlington Electric | Biogas Energy Solutions, LLC | 0.0181 | 0.0015
1004320 | 2042 | Moretown Landfill Inc. | VT | Waterbury | Washington | Private | Advanced Disposal Services | 2200000 | 2012 | Yes | 2.97 | 1.47 | 167127-0 | Operational | Project #1 | 2008-12-01 | Reciprocating Engine | Electricity | (2) Caterpillar 3520 engines | 3.2 | 1.5 | Green Mountain Power Corporation | PPL Corporation | 0.1446 | 0.0121
1005261 | 2041 | NEWSVT Landfill | VT | Newport | Orleans | Private | Casella Waste Systems, Inc. | 7320000 | 2005 | Yes | 3.28 |  | 167126-0 | Operational | Project #1 | 2005-06-24 | Reciprocating Engine | Electricity | (3) Caterpillar G3520 engines | 4.8 | 2.3 | Washington Electric Cooperative | Washington Electric Cooperative | 0.2169 | 0.0182
1005261 | 2041 | NEWSVT Landfill | VT | Newport | Orleans | Private | Casella Waste Systems, Inc. | 7320000 | 2005 | Yes | 3.28 |  | 167126-1 | Operational | Project #1, Expansion #1 | 2007-01-05 | Reciprocating Engine | Electricity | (1) Caterpillar G3520 engine | 1.6 | 0.8 | Washington Electric Cooperative | Washington Electric Cooperative | 0.0723 | 0.0061
1005261 | 2041 | NEWSVT Landfill | VT | Newport | Orleans | Private | Casella Waste Systems, Inc. | 7320000 | 2005 | Yes | 3.28 |  | 167126-2 | Operational | Project #1, Expansion #2 | 2009-07-01 | Reciprocating Engine | Electricity | (1) Caterpillar G3520 engine | 1.6 | 0.8 | Washington Electric Cooperative | Washington Electric Cooperative | 0.0723 | 0.0061
1006550 | 1633 | Cathcart LF | WA | Snohomish | Snohomish | Public | Snohomish County Public Works, WA | 3258989 |  | Yes | 5.76 |  | 1712-0 | Operational | Project #1 | 2008-09-23 | Direct Thermal | Direct | LFG is used as a fuel to dry canola seeds for the production of biodiesel, 15-ton continuous flow batch dryer consisting of four burners and two steel panels runs about 45 days per year |  | 2.4 | Whole Energy | Snohomish County PUD, WA | 0.2101 | 0.0207
1007822 | 1606 | Cedar Hills Regional LF | WA | Maple Valley | King | Public | King County Solid Waste Division, WA | 33000000 | 2010 | Yes | 18.7 | 8.1 | 1685-0 | Operational | Project #1 | 2010-10-01 | High Btu | Upgraded LFG | membrane technology cleans LFG to pipeline quality, some waste gas from the process generates 4-5 MW of electricity via (18) 300-kW Detroit Diesel engines, the electricity powers the treatment system, ~4,500 cfm of high Btu gas is created |  | 10.6 | Puget Sound Energy | Bio Energy Washington, LLC (BEW) | 0.9279 | 0.0916
1007822 | 1606 | Cedar Hills Regional LF | WA | Maple Valley | King | Public | King County Solid Waste Division, WA | 33000000 | 2010 | Yes | 18.7 | 8.1 | 1685-1 | Operational | Project #1, Expansion #1 | 2013-01-01 | High Btu | Upgraded LFG | 12 mmscfd LFG processed by BEW plant in 2013 |  | 1.4 | Puget Sound Energy | Bio Energy Washington, LLC (BEW) | 0.1226 | 0.0121
| 1607 | Centralia LF | WA | Centralia | Lewis | Public | Lewis County Public Services | 1769760 |  | Yes | 0.077 | 0 | 1686-0 | Operational | Project #1 | 2001-01-01 | Leachate Evaporation | Direct |  |  | 0.077 | Centralia LF |  | 0.0067 | 0.0007
1004384 | 1616 | Hidden Valley LF | WA | Puyallup | Pierce | Private | Land Recovery, Inc. - LRI | 17425280 |  | Yes | 0.56 |  | 1695-0 | Operational | Project #1 | 1999-01-01 | Reciprocating Engine | Electricity | (3) 925-kW generators | 1.6 |  | Puget Sound Energy |  | 0.0723 | 0.0061
1004679 | 11040 | Land Recovery Landfill | WA | Graham | Pierce | Private | Waste Connections, Inc. |  |  | Yes | 5.18 | 2.95 | 180950-0 | Operational | Project #1 | 2014-01-01 | Reciprocating Engine | Electricity | Initially, (3) CAT 3520 engines | 4.5 | 2.23 | Puget Sound Energy | Biofuels Washington, LLC | 0.2033 | 0.017
1003676 | 1625 | Roosevelt Regional MSW Landfill | WA | Roosevelt | Klickitat | Private | Republic Services, Inc. | 32325000 | 2008 | Yes | 9.4 | 0 | 1704-0 | Shutdown | Project #1 | 1999-06-01 | Reciprocating Engine | Electricity | (4) Waukesha reciprocating engines converted to run on methane; iron sponge for H2S removal | 8.4 | 4 | Public Utility District No. 1 of Klickitat County | Public Utility District No. 1 of Klickitat County | 0 | 0
1003676 | 1625 | Roosevelt Regional MSW Landfill | WA | Roosevelt | Klickitat | Private | Republic Services, Inc. | 32325000 | 2008 | Yes | 9.4 | 0 | 1704-1 | Shutdown | Project #1, Expansion #1 | 2000-06-01 | Reciprocating Engine | Electricity | (1) IC engine; iron sponge for H2S removal | 2.1 | 1 | Public Utility District No. 1 of Klickitat County | Public Utility District No. 1 of Klickitat County | 0 | 0
1003676 | 1625 | Roosevelt Regional MSW Landfill | WA | Roosevelt | Klickitat | Private | Republic Services, Inc. | 32325000 | 2008 | Yes | 9.4 | 0 | 1704-2 | Operational | Project #1, Expansion #2 | 2011-09-01 | Combined Cycle | Electricity | (2) Solar Mars 90 gas turbines at 10 MW each with Rentech HRSGs and (1) Elliott steam turbine generator for an additional 6 MW; initially used SulfaTreat for H2S removal then switched to chelated iron | 19.5 |  | Bonneville Power Administration | Public Utility District No. 1 of Klickitat County | 0.881 | 0.0738
1005619 | 1609 | Tacoma City Solid Waste Facility | WA | Tacoma | Pierce | Public | City of Tacoma, WA | 5610756 |  | Yes | 0.816 |  | 1688-0 | Operational | Project #1 | 1998-01-01 | Reciprocating Engine | Electricity | 2 Caterpillar Model 3516 generators | 1.5 | 0.8 | Tacoma Power | NEO Corporation | 0.0678 | 0.0057
1001845 | 1702 | Advanced Disposal Cranberry Creek Landfill LLC | WI | Wisconsin Rapids | Wood | Private | Advanced Disposal Services | 4571703 | 2009 | Yes | 1.9 | 1.06 | 1782-0 | Operational | Project #1 | 2005-10-15 | Boiler | Direct | 1.5-mile pipeline to steam boilers to energize a cranberry concentrator, dual-fuel boilers can burn LFG, NG, or combination |  | 0.84 | Ocean Spray Cranberries, Inc. |  | 0.0735 | 0.0073
1007212 | 1712 | Advanced Disposal Emerald Park Landfill LLC | WI | Muskego | Waukesha | Private | Advanced Disposal Services | 10170900 | 2008 | Yes | 2.89 |  | 1792-0 | Operational | Project #1 | 2014-01-01 | Cogeneration | Electricity | 13.3-mi HDPE pipe connects to 5.7-mi existing steel pipe (total 19 mi) to take LFG to (2 or 3) 4.6-MW Solar 50 gas turbines at sewage treatment plant, rotary dryers use waste heat exhaust (32,000 cfm/turbine) at 705 deg F to heat Milorganite fertilizer |  | 1.17 | Milwaukee Metropolitan Sewerage District | Milwaukee Metropolitan Sewerage District | 0.0951 | 0.008
1007195 | 1667 | Advanced Disposal Glacier Ridge Landfill LLC | WI | Horicon | Dodge | Private | Advanced Disposal Services | 5404652 | 2009 | Yes | 2.52 | 1.55 | 1747-0 | Operational | Project #1 | 2001-03-01 | Reciprocating Engine | Electricity | (2) Waukesha VHP5904LTD Enginators each rated at 1,000 kW | 2 | 0.78 | Alliant Energy |  | 0.0904 | 0.0076
1007195 | 1667 | Advanced Disposal Glacier Ridge Landfill LLC | WI | Horicon | Dodge | Private | Advanced Disposal Services | 5404652 | 2009 | Yes | 2.52 | 1.55 | 180388-0 | Operational | Project #2 | 2004-05-01 | Microturbine | Electricity | 10 30-kW Capstone microturbines, each using 13 cfm of LFG | 0.3 | 0.187 | Alliant Energy |  | 0.0136 | 0.0011
1001847 | 2152 | Advanced Disposal Hickory Meadows Landfill LLC | WI | Hilbert | Calumet | Private | Advanced Disposal Services | 3702091 | 2009 | Yes | 1.94 |  | 180221-0 | Operational | Project #1 | 2011-08-15 | Reciprocating Engine | Electricity | (3) 1.6-MW Caterpillar engines | 4.8 |  | Wisconsin Public Service Corporation | Veolia Energy North America | 0.2169 | 0.0182
1002038 | 1676 | Advanced Disposal Mallard Ridge Landfill Inc. | WI | Delavan | Walworth | Private | Advanced Disposal Services |  |  | Yes | 2.86 |  | 1756-0 | Operational | Project #1 | 1996-10-01 | Reciprocating Engine | Electricity | (3) 3516 engines | 2.4 |  |  | Modern-Mallard Energy LLC | 0.1084 | 0.0091
1004947 | 1658 | Brown County East LF | WI | De Pere | Brown | Public | Brown County Port & Solid Waste Department, WI | 4000000 |  | Yes | 0.419 |  | 1738-0 | Operational | Project #1 | 2009-03-23 | Reciprocating Engine | Electricity | (2) Caterpillar 3516 A+ generators | 1.85 | 0.864 | Wisconsin Public Service Corporation | Brown County Port & Solid Waste Department, WI | 0.0836 | 0.007
| 1709 | Dane County LF #1-Verona | WI | Verona | Dane | Public | Dane County Public Works, WI | 1050000 |  | Yes | 0.18 |  | 1789-0 | Shutdown | Project #1 | 1995-01-01 | Reciprocating Engine | Electricity | (1) Caterpillar 3412TA (350 kW) and (1) Caterpillar 3412NA (220 kW) | 0.65 |  | Alliant Energy | Dane County Public Works, WI | 0 | 0
| 1709 | Dane County LF #1-Verona | WI | Verona | Dane | Public | Dane County Public Works, WI | 1050000 |  | Yes | 0.18 |  | 1789-1 | Shutdown | Project #1, De-Expansion #1 | 2005-04-01 | Reciprocating Engine | Electricity | (1) Caterpillar 3412TA (350 kW) | 0.35 |  | Alliant Energy | Dane County Public Works, WI | 0 | 0
| 1709 | Dane County LF #1-Verona | WI | Verona | Dane | Public | Dane County Public Works, WI | 1050000 |  | Yes | 0.18 |  | 1789-2 | Operational | Project #1, De-Expansion #2 | 2009-01-01 | Reciprocating Engine | Electricity |  | 0.06 | 0.175 | Alliant Energy | Dane County Public Works, WI | 0.0027 | 0.0002
1006096 | 1660 | Dane County LF #2-Rodefeld | WI | Madison | Dane | Public | Dane County Public Works, WI | 4029904 | 2008 | Yes | 2.3 |  | 1740-0 | Operational | Project #1 | 1997-01-01 | Reciprocating Engine | Electricity | (2) 800 kW Caterpillar 3516 reciprocating engines | 1.6 |  | Madison Gas & Electric Company | Dane County Public Works, WI | 0.0723 | 0.0061
1006096 | 1660 | Dane County LF #2-Rodefeld | WI | Madison | Dane | Public | Dane County Public Works, WI | 4029904 | 2008 | Yes | 2.3 |  | 1740-1 | Operational | Project #1, Expansion #1 | 2003-12-31 | Reciprocating Engine | Electricity | (1) 800 kW Caterpillar 3516 reciprocating engine | 0.8 |  | Madison Gas & Electric Company | Dane County Public Works, WI | 0.0361 | 0.003
1006096 | 1660 | Dane County LF #2-Rodefeld | WI | Madison | Dane | Public | Dane County Public Works, WI | 4029904 | 2008 | Yes | 2.3 |  | 1740-2 | Operational | Project #1, Expansion #2 | 2004-12-01 | Reciprocating Engine | Electricity | (1) 1,600 kW Caterpillar 3520 reciprocating engine | 1.6 |  | Madison Gas & Electric Company | Dane County Public Works, WI | 0.0723 | 0.0061
1006096 | 1660 | Dane County LF #2-Rodefeld | WI | Madison | Dane | Public | Dane County Public Works, WI | 4029904 | 2008 | Yes | 2.3 |  | 1740-3 | Operational | Project #1, Expansion #3 | 2010-12-27 | Reciprocating Engine | Electricity | (2) Caterpillar 3516 engines - 1 is a standby unit | 0.8 |  | Madison Gas & Electric Company |  | 0.0361 | 0.003
1006096 | 1660 | Dane County LF #2-Rodefeld | WI | Madison | Dane | Public | Dane County Public Works, WI | 4029904 | 2008 | Yes | 2.3 |  | 181070-0 | Operational | Project #2 | 2011-03-18 | Renewable CNG | Upgraded LFG | 1-yr demo project, remove moisture, H2S, VOC/siloxanes, and CO2, BioCNG product is 90% methane, 20 cfm LFG produces 100 gallons of gasoline equivalent per day (GGE/day), fueling site vehicles |  | 0.03 | Dane County Public Works, WI | Dane County Public Works, WI | 0.0026 | 0.0004
1006096 | 1660 | Dane County LF #2-Rodefeld | WI | Madison | Dane | Public | Dane County Public Works, WI | 4029904 | 2008 | Yes | 2.3 |  | 181070-1 | Operational | Project #2, Expansion #1 | 2013-06-01 | Renewable CNG | Upgraded LFG | Expanded project, now produce 250 GGE/day from 50 cfm LFG |  | 0.04 | Dane County Public Works, WI | Dane County Public Works, WI | 0.0035 | 0.0005
1007878 | 1661 | Deer Track Park Landfill | WI | Watertown | Jefferson | Private | Waste Management, Inc. |  |  | Yes | 3.5 |  | 1741-0 | Operational | Project #1 | 2005-12-01 | Reciprocating Engine | Electricity | three 800-kW Caterpillar engines | 2.4 |  | We Energies | WM Renewable Energy, LLC | 0.1084 | 0.0091
1007878 | 1661 | Deer Track Park Landfill | WI | Watertown | Jefferson | Private | Waste Management, Inc. |  |  | Yes | 3.5 |  | 1741-1 | Operational | Project #1, Expansion #1 | 2006-03-01 | Reciprocating Engine | Electricity | (1) Caterpillar 3516 engines | 0.8 |  | We Energies | WM Renewable Energy, LLC | 0.0361 | 0.003
1007878 | 1661 | Deer Track Park Landfill | WI | Watertown | Jefferson | Private | Waste Management, Inc. |  |  | Yes | 3.5 |  | 1741-2 | Operational | Project #1, Expansion #2 | 2007-12-01 | Reciprocating Engine | Electricity | (4) Caterpillar 3516 engines | 3.2 |  | We Energies | WM Renewable Energy, LLC | 0.1446 | 0.0121
1004328 | 1697 | Janesville City/Rock County Landfill | WI | Janesville | Rock | Public | City of Janesville, WI | 2304393 | 2004 | Yes |  | 0 | 1777-0 | Operational | Project #1 | 2004-11-01 | Reciprocating Engine | Electricity | 3 Waukesha 1025 kW units, 10,281 Btu/kW-e | 3.15 | 1.31 | Alliant Energy | Ameresco, Inc. | 0.1423 | 0.0119
1003625 | 1674 | Kestrel Hawk Landfill | WI | Racine | Racine | Private | Republic Services, Inc. | 9425000 | 2002 | Yes | 2.68 |  | 180278-0 | Operational | Project #2 | 2003-11-01 | Cogeneration | Electricity | LFG is piped 2/3 mile to 3.2 MW Caterpillar Solar Turbine (Centaur 40) with a Heat Recovery Steam Generator (HRSG) to recover waste heat, producing 19,000 lb/hr steam and yielding an overall efficiency of 70% | 3.2 |  | S.C. Johnson & Son, Inc.; We Energies | Northern Power Systems | 0.1446 | 0.0121
1000536 | 1672 | La Crosse County Landfill | WI | LaCrosse | La Crosse | Public | La Crosse County Solid Waste, WI | 2297485 | 2009 | Yes | 0.432 |  | 1752-0 | Operational | Project #1 | 2012-03-15 | Cogeneration | Electricity | LFG piped 1.5 miles to clinic; installed engine is GE-Jenbacher J416 (1.137 MW capacity unit); recovered heat is used to heat the 350,000 sq ft Gundersen Lutheran - Onalaska Campus | 0.67 | 0.43 | Gundersen Health System; Xcel Energy |  | 0.0303 | 0.0025
1002307 | 1678 | Marathon County Landfill | WI | Ringle | Marathon | Public | Marathon County, WI | 4162184 | 2014 | Yes | 1.104 |  | 180962-0 | Operational | Project #2 | 2008-01-31 | Cogeneration | Electricity | (3) Caterpillar G3516LE engines, engine exhaust dries paper mill waste for pelletizing, thermal energy from engine jacket water heats the plant | 2.4 |  | Wisconsin Public Service Corporation | Fiber Recovery, Inc. | 0.1084 | 0.0091
1007725 | 1681 | Metro RDF | WI | Franklin | Milwaukee | Private | Waste Management, Inc. | 3666667 | 2001 | Yes | 3.93 |  | 167058-0 | Operational | Project #2 | 2000-01-01 | Reciprocating Engine | Electricity | (4) 800-kW Caterpillar 3516s | 3.2 |  | We Energies | WM Renewable Energy, LLC | 0.1446 | 0.0121
1007725 | 1681 | Metro RDF | WI | Franklin | Milwaukee | Private | Waste Management, Inc. | 3666667 | 2001 | Yes | 3.93 |  | 1761-0 | Operational | Project #1 | 1986-01-01 | Gas Turbine | Electricity | 2 Centaur units installed in 1986 | 6.5 |  | We Energies | WM Renewable Energy, LLC | 0.2937 | 0.0246
| 1685 | Omega Hills LF | WI | Menomonee Falls | Washington | Private | Waste Management, Inc. | 9000000 |  | Yes | 4 |  | 1765-0 | Shutdown | Combination Project | 1987-01-01 | Gas Turbine | Electricity | 3 gas turbines installed originally in 1987, 1 removed in 1991 | 3.3 |  | We Energies | Bio Energy Partners | 0 | 0
1006876 | 2151 | Orchard Ridge RDF | WI | Menomonee Falls | Waukesha | Private | Waste Management, Inc. | 28174968 | 2009 | Yes | 9.45 |  | 1765-2 | Operational | Combination Project, Expansion #1 | 2010-12-31 | Gas Turbine | Electricity | 1 additional gas turbine in 2010 | 3.3 |  | We Energies | WM Renewable Energy, LLC | 0.1491 | 0.0125
1007075 | 1687 | Outagamie County LF | WI | Appleton | Outagamie | Public | Outagamie County | 1308097 | 2008 | Yes | 1.27 |  | 180963-0 | Operational | Project #2 | 2007-03-31 | Reciprocating Engine | Electricity | (3) Caterpillar G3520 engines | 4.8 | 2.16 |  | Bio-Gas Technologies, Ltd. | 0.2169 | 0.0182
| 1688 | Parkview Recycling LF | WI | Menomonee Falls | Waukesha | Private | Waste Management, Inc. | 4250000 |  | Yes | 0.8 |  | 1765-1 | Operational | Combination Project | 1987-01-01 | Gas Turbine | Electricity | 3 gas turbines installed originally in 1987, 1 removed in 1991 | 6.6 |  | We Energies | Bio Energy Partners | 0.2982 | 0.025
1007726 | 1689 | Pheasant Run Recycling and Disposal Facility | WI | Bristol | Kenosha | Private | Waste Management, Inc. | 8800800 | 2003 | Yes | 6.54 |  | 1769-0 | Operational | Project #1 | 1992-01-01 | Reciprocating Engine | Electricity | Plant #1: 3 Caterpillar 3516's online in 1992 | 2.4 | 1.3 | We Energies | WM Renewable Energy, LLC | 0.1084 | 0.0091
1007726 | 1689 | Pheasant Run Recycling and Disposal Facility | WI | Bristol | Kenosha | Private | Waste Management, Inc. | 8800800 | 2003 | Yes | 6.54 |  | 1769-1 | Operational | Project #1, Expansion #1 | 2000-01-01 | Reciprocating Engine | Electricity | Plant #2: 4 Caterpillar 3516's online in 2000 | 3.2 | 1.728 | We Energies | WM Renewable Energy, LLC | 0.1446 | 0.0121
1007726 | 1689 | Pheasant Run Recycling and Disposal Facility | WI | Bristol | Kenosha | Private | Waste Management, Inc. | 8800800 | 2003 | Yes | 6.54 |  | 1769-2 | Operational | Project #1, Expansion #2 | 2002-01-01 | Reciprocating Engine | Electricity | Plant #3: 4 Caterpillar 3516's online in 2002 | 3.2 | 1.728 | We Energies | WM Renewable Energy, LLC | 0.1446 | 0.0121
1007834 | 1695 | Ridgeview RDF | WI | Whitelaw | Manitowoc | Private | Waste Management, Inc. | 10944786 | 2009 | Yes |  |  | 1775-0 | Operational | Project #1 | 2002-09-15 | Reciprocating Engine | Electricity | 3 CAT 3516 engines rated at 2.4 MW total | 2.4 | 1.188 | Wisconsin Public Service Corporation |  | 0.1084 | 0.0091
1007834 | 1695 | Ridgeview RDF | WI | Whitelaw | Manitowoc | Private | Waste Management, Inc. | 10944786 | 2009 | Yes |  |  | 1775-1 | Operational | Project #1, Expansion #1 | 2004-01-01 | Reciprocating Engine | Electricity | 1 CAT 3516 engine | 0.8 | 0.396 | Wisconsin Public Service Corporation |  | 0.0361 | 0.003
1007834 | 1695 | Ridgeview RDF | WI | Whitelaw | Manitowoc | Private | Waste Management, Inc. | 10944786 | 2009 | Yes |  |  | 1775-2 | Operational | Project #1, Expansion #2 | 2007-01-01 | Reciprocating Engine | Electricity | (6) Caterpillar 3516 engines | 4.8 | 2.6 | Wisconsin Public Service Corporation | WM Renewable Energy, LLC | 0.2169 | 0.0182
| 1699 | Sauk County SLF | WI | Baraboo | Sauk | Public | Sauk County, WI | 741336 | 2005 | Yes | 0.261 |  | 1779-0 | Operational | Project #1 | 2003-06-01 | Microturbine | Electricity | (8) 30-kW Capstone microturbines each using 15 cfm of LFG, siloxanes are removed from LFG before use | 0.24 | 0.173 | Alliant Energy | Alliant Energy | 0.0108 | 0.0009
| 1699 | Sauk County SLF | WI | Baraboo | Sauk | Public | Sauk County, WI | 741336 | 2005 | Yes | 0.261 |  | 1779-1 | Operational | Project #1, Expansion #1 | 2004-01-01 | Microturbine | Electricity | (4) 30-kW Capstone microturbines each using 15 cfm of LFG, siloxanes are removed from LFG before use | 0.12 | 0.086 | Alliant Energy | Alliant Energy | 0.0054 | 0.0005
| 1699 | Sauk County SLF | WI | Baraboo | Sauk | Public | Sauk County, WI | 741336 | 2005 | Yes | 0.261 |  | 1779-2 | Operational | Project #1, Expansion #2 | 2006-06-12 | Microturbine | Electricity | (12) 30-kW Capstone microturbines each using 15 cfm of LFG, siloxanes are removed from LFG before use | 0.36 | 0.259 | Alliant Energy | Alliant Energy | 0.0163 | 0.0014
| 1664 | Seven Mile Creek Landfill 1 | WI | Eau Claire | Eau Claire | Private | Advanced Disposal Services | 960000 |  | Yes |  |  | 1745-0 | Operational | Combination Project | 2004-03-01 | Reciprocating Engine | Electricity | three Waukesha "modulator" engines, each rated at 1,025 kW | 3.15 | 1.728 | Dairyland Power Cooperative | Dairyland Power Cooperative | 0.1423 | 0.0119
1006964 | 1665 | Seven Mile Creek Landfill 2 | WI | Eau Claire | Eau Claire | Private | Advanced Disposal Services | 4794600 | 2009 | Yes | 2.6 | 0.296 | 1745-0 | Operational | Combination Project | 2004-03-01 | Reciprocating Engine | Electricity | three Waukesha "modulator" engines, each rated at 1,025 kW | 3.15 | 1.728 | Dairyland Power Cooperative | Dairyland Power Cooperative | 0.1423 | 0.0119
1006964 | 1665 | Seven Mile Creek Landfill 2 | WI | Eau Claire | Eau Claire | Private | Advanced Disposal Services | 4794600 | 2009 | Yes | 2.6 | 0.296 | 1745-1 | Operational | Combination Project, Expansion #1 | 2008-04-01 | Reciprocating Engine | Electricity | one GE Jenbacher JGC 320 engine (1,057 kw) | 1.05 | 0.576 | Dairyland Power Cooperative | Dairyland Power Cooperative | 0.0474 | 0.004
1007705 | 2407 | Timberline Trail Recycling & Disposal Facility | WI | Weyerhaeuser | Rusk | Private | Waste Management, Inc. |  |  | Yes | 2.7 |  | 180768-0 | Operational | Project #1 | 2006-01-23 | Reciprocating Engine | Electricity | (4) Caterpillar 3516 engines | 3.2 | 1.7 | Dairyland Power Cooperative | WM Renewable Energy, LLC | 0.1446 | 0.0121
1007705 | 2407 | Timberline Trail Recycling & Disposal Facility | WI | Weyerhaeuser | Rusk | Private | Waste Management, Inc. |  |  | Yes | 2.7 |  | 180768-1 | Operational | Project #1, Expansion #1 | 2008-01-31 | Cogeneration | Electricity | (3) Caterpillar 3516 engines; waste heat is used to thaw ice from drop-off containers and to provide heat to adjacent shop building | 2.4 |  | Dairyland Power Cooperative | WM Renewable Energy, LLC | 0.1084 | 0.0091
1007704 | 1705 | Valley Trail Recycling & Disposal Facility | WI | Berlin | Green Lake | Private | Waste Management, Inc. | 5118050 | 2002 | Yes | 2.89 |  | 1785-0 | Operational | Project #1 | 1998-12-01 | Boiler | Direct | boiler uses 400 cfm when operational |  | 0.576 | National By-Products, Inc. | Waste Management, Inc. | 0.0504 | 0.005
1007704 | 1705 | Valley Trail Recycling & Disposal Facility | WI | Berlin | Green Lake | Private | Waste Management, Inc. | 5118050 | 2002 | Yes | 2.89 |  | 180237-0 | Operational | Project #2 | 1999-01-01 | Reciprocating Engine | Electricity | (3) 800-kW Caterpillar 3516s | 2.4 |  | National By-Products, Inc. |  | 0.1084 | 0.0091
1007065 | 1706 | Winnebago County Snell Road Landfill | WI | Oshkosh | Winnebago | Public | Winnebago County, WI | 5000000 |  | Yes | 0.168 |  | 1786-0 | Operational | Combination Project | 1989-01-01 | Reciprocating Engine | Electricity | 1 Centaur unit installed in 1989, switched to 3 Jenbacher 1 MW IC engine-generator sets in 1999 | 0.45 | 0.25 | Wisconsin Public Service Corporation | Winnebago County, WI | 0.0203 | 0.0017
1007224 | 1707 | Winnebago County Sunnyview Landfill | WI | Oshkosh | Winnebago | Public | Winnebago County, WI | 1356000 | 2001 | Yes | 3.48 |  | 1786-1 | Operational | Combination Project, Expansion #1 | 2000-01-01 | Reciprocating Engine | Electricity |  | 2.55 | 1.44 | Wisconsin Public Service Corporation | Winnebago County, WI | 0.1152 | 0.0096
1007224 | 1707 | Winnebago County Sunnyview Landfill | WI | Oshkosh | Winnebago | Public | Winnebago County, WI | 1356000 | 2001 | Yes | 3.48 |  | 180783-0 | Operational | Project #2 | 2007-04-01 | Cogeneration | Electricity | (1) Jenbacher JMC320 engine generator with Cain Exhaust Heat Recovery Unit (4,700 MBtu/hr at 194 deg F) | 1.06 | 0.5256 | Winnebago Sheriffs Office; Wisconsin Public Service Corporation | Winnebago County, WI | 0.0479 | 0.004
1007224 | 1707 | Winnebago County Sunnyview Landfill | WI | Oshkosh | Winnebago | Public | Winnebago County, WI | 1356000 | 2001 | Yes | 3.48 |  | 180929-0 | Operational | Project #3 | 2006-01-01 | Boiler | Direct |  |  | 0.1224 | Winnebago County Highway Building |  | 0.0107 | 0.0011
1002359 | 2207 | City of Charleston Landfill | WV | Charleston | Kanawha | Public | City of Charleston, WV | 2562038 | 2008 | Yes | 0.792 |  | 180291-0 | Operational | Project #1 | 2011-02-17 | Reciprocating Engine | Electricity | (2) GE Jenbachers | 1.9 |  | Appalachian Power Company (APCo) | Verdeo Sindicatum Corporation | 0.0858 | 0.0072
1011036 | 2225 | Wetzel County Landfill | WV | New Martinsville | Wetzel | Private | J.P. Mascaro & Sons | 1000000 | 2002 | Yes | 0.72 | 0.432 | 180309-0 | Operational | Project #1 | 2003-01-01 | Boiler | Direct | LFG fed to boiler to heat leachate for pre-treatment, heating allows less chemicals to be used to treat the leachate |  | 0.15 |  |  | 0.0131 | 0.0013
Note on A1: GHGRP ID corresponds to the 7-digit Facility Identifier assigned to facilities required to report under EPA's Greenhouse Gas Reporting Program
Note on B1: Unique identifying number for each landfill
Note on C1: Landfill name
Note on D1: State landfill is located in
Note on E1: City landfill is located in or near
Note on F1: County landfill is located in
Note on G1: Indicates if landfill is publicly owned, privately owned, or co-owned by public and private entities
Note on H1: Organization that owns the landfill
Note on I1: Waste-in-place at the landfill in short tons
Note on J1: Year corresponding to the waste-in-place at the landfill (YYYY)
Note on K1: Is there a landfill gas collection system in place? 'Yes' for an active GCCS; 'No' if landfill has no gas collection system, is passively venting/flaring, or has perimeter gas wells.
Note on L1: Amount of landfill gas being collected in million standard cubic feet per day
Note on M1: Amount of landfill gas flared (if project is operational, amount of landfill gas flared in back-up flare(s)) in million standard cubic feet per day
Note on N1: Unique identifying number combination for "parent" project and "expansion" number
Note on O1: Current project status (Operational, Construction, Planned, Shutdown, Candidate, Potential, Other)
Note on P1: Specific project name (if applicable)
Note on Q1: Date project became operational (MM/DD/YYYY)
Note on R1: Specific type of LFG energy project technology
Note on S1: Category of LFG energy project type (Electricity, Direct, Upgraded LFG)
Note on T1: Details about the specific use of landfill gas in the project
Note on U1: Capacity in megawatts for electricity-generating projects
Note on V1: Amount of landfill gas flowing to project or that will flow to the project when it becomes operational in million standard cubic feet per day
Note on W1: Name of end user organization
Note on X1: Name of project developer organization
Note on Y1: Direct methane reductions by the energy project for the current year
Note on Z1: Avoided carbon dioxide emission reductions by the energy project for the current year

## Field Descriptions
Field Name | Description
GHGRP ID | GHGRP ID corresponds to the 7-digit Facility Identifier assigned to facilities required to report under EPA's Greenhouse Gas Reporting Program
Landfill ID | Unique identifying number for each landfill
Landfill Name | Landfill name
State | State landfill is located in
City | City landfill is located in or near
County | County landfill is located in
Ownership Type | Indicates if landfill is publicly owned, privately owned, or co-owned by public and private entities
Landfill Owner Organization(s) | Organization that owns the landfill
Waste in Place (tons) | Waste-in-place at the landfill in short tons
Waste in Place Year | Year corresponding to the waste-in-place at the landfill (YYYY)
LFG Collection System In Place? | Is there a landfill gas collection system in place? 'Yes' for an active GCCS; 'No' if landfill has no gas collection system, is passively venting/flaring, or has perimeter gas wells.
LFG Collected (mmscfd) | Amount of landfill gas being collected in million standard cubic feet per day
LFG Flared (mmscfd) | Amount of landfill gas flared (if project is operational, amount of landfill gas flared in back-up flare(s)) in million standard cubic feet per day
Project ID | Unique identifying number combination for "parent" project and "expansion" number
Current Project Status | Current project status (Operational, Construction, Planned, Shutdown, Candidate, Potential, Other)
Project Name | Specific project name (if applicable)
Project Start Date | Date project became operational (MM/DD/YYYY)
LFG Energy Project Type | Specific type of LFG energy project technology
Project Type Category | Category of LFG energy project type (Electricity, Direct, Upgraded LFG)
LFG Use Details | Details about the specific use of landfill gas in the project
MW Capacity | Capacity in megawatts for electricity-generating projects
LFG Flow to Project (mmscfd) | Amount of landfill gas flowing to project or that will flow to the project when it becomes operational in million standard cubic feet per day
End User(s) | Name of end user organization
Project Developer(s) | Name of project developer organization
Current Year Emission Reductions (MMTCO2e/yr) - Direct | Direct methane reductions by the energy project for the current year
Current Year Emission Reductions (MMTCO2e/yr) - Avoided | Avoided carbon dioxide emission reductions by the energy project for the current year