## Summary
Count of Unique Landfills in this File | Count of Unique Projects in this File
194 | 208
Current Project Status field options:
Operational: Project or expansion is online
Construction: Construction is underway on project or expansion
Planned: Planning is underway on project or expansion (between Candidate and Construction)
Shutdown: Project or expansion has ceased operations
Candidate: Landfill is accepting waste or has been closed for five years or less, has at least one million tons of waste, and does not have an operational, under-construction, or planned project; can also be designated based on actual interest by the site.
Potential: Landfill does not meet the candidate definition, whether because of complete or incomplete data. However, the landfill could have LFG energy project potential based on site-specific needs or if data were complete.
Other: Landfill that previously had status of Potential with waste in place less than 500,000 tons and closed >15 years.
This information is from the LMOP Landfill/Project database. Information in the database is compiled from a variety of sources by voluntary submittal, is updated periodically, and can change. LMOP can not guarantee the validity of the data.

## LMOP Database
GHGRP ID | Landfill ID | Landfill Name | State | City | County | Ownership Type | Landfill Owner Organization(s) | Waste in Place (tons) | Waste in Place Year | LFG Collection System In Place? | LFG Collected (mmscfd) | LFG Flared (mmscfd) | Project ID | Current Project Status | Project Name | Project Start Date | LFG Energy Project Type | Project Type Category | LFG Use Details | MW Capacity | LFG Flow to Project (mmscfd) | End User(s) | Project Developer(s) | Current Year Emission Reductions (MMTCO2e/yr) - Direct | Current Year Emission Reductions (MMTCO2e/yr) - Avoided
1010661 | 2 | Morgan County Regional Landfill | AL | Trinity | Morgan | Public | Morgan County, AL | 3659174 | 2008 | Yes | 1.22 |  | 181062-0 | Operational | Project #2 | 2010-07-01 | Reciprocating Engine | Electricity | (1) Caterpillar 3516 electrical generator | 0.8 | 0.4 | Tennessee Valley Authority (TVA) | Granger Energy | 0.0361 | 0.003
1010661 | 2 | Morgan County Regional Landfill | AL | Trinity | Morgan | Public | Morgan County, AL | 3659174 | 2008 | Yes | 1.22 |  | 181062-1 | Operational | Project #2, Expansion #1 | 2011-07-31 | Cogeneration | Electricity | (1) Caterpillar 3516 electrical generator with heat recovery to help heat new recycling center (10,800 sq ft) during winter | 0.8 | 0.4 | Tennessee Valley Authority (TVA) | City of Decatur, AL | 0.0361 | 0.003
1004860 | 11821 | Scottsboro Landfill | AL | Hollywood | Jackson | Public | City of Scottsboro, AL | 475000 | 2009 | Yes | 0.179 |  | 181050-0 | Operational | Project #1 | 2011-12-01 | Reciprocating Engine | Electricity | 500-kW generator | 0.45 |  | Tennessee Valley Authority (TVA) | City of Scottsboro, AL | 0.0203 | 0.0017
1006790 | 7 | Star Ridge Landfill | AL | Moody | St. Clair | Private | Advanced Disposal Services | 4822600 | 2009 | Yes | 1.1 | 0.38 | 62-0 | Shutdown | Project #1 | 2007-01-11 | Direct Thermal | Direct | ~6-mile pipeline to brick kilns, innovative kiln technology (dual burner system) |  | 1.08 | Jenkins Brick Company |  | 0 | 0
1006790 | 7 | Star Ridge Landfill | AL | Moody | St. Clair | Private | Advanced Disposal Services | 4822600 | 2009 | Yes | 1.1 | 0.38 | 62-1 | Operational | Project #1, De-Expansion #1 | 2012-03-15 | Direct Thermal | Direct | ~6-mile pipeline to brick kilns, innovative kiln technology (dual burner system) |  | 0.72 | Acme Brick |  | 0.063 | 0.0062
1003406 | 2282 | Tontitown Landfill | AR | Springdale | Washington | Private | Waste Management, Inc. | 3500000 | 2003 | Yes | 1.74 |  | 180372-0 | Operational | Project #1 | 2010-11-01 | Reciprocating Engine | Electricity | (5) 800-kW Caterpillar 3516s | 4 |  | Ozarks Electric Cooperative | WM Renewable Energy, LLC | 0.1807 | 0.0151
1007896 | 2043 | Two Pine Landfill | AR | North Little Rock | Pulaski | Private | Waste Management, Inc. | 11416200 | 2014 | Yes | 2.57 |  | 167128-0 | Operational | Project #1 | 2006-10-01 | Reciprocating Engine | Electricity | (6) 1,425 horsepower Caterpillar 3516 engines at 800 kW each | 4.8 | 2.45 | North Little Rock Electric Department | WM Renewable Energy, LLC | 0.2169 | 0.0182
1000031 | 1786 | Northwest Regional MSW Landfill | AZ | Surprise | Maricopa | Private | Waste Management, Inc. | 10505502 | 2009 | Yes | 1.9 |  | 101839-0 | Operational | Project #1 | 2012-08-01 | Reciprocating Engine | Electricity |  | 3.2 |  | Arizona Public Service (APS) | WM Renewable Energy, LLC | 0.1446 | 0.0121
| 36 | Acme LF | CA | Martinez | Contra Costa | Private | Acme Fill Corporation | 10800000 | 2002 | Yes | 1.8 |  | 180209-0 | Operational | Project #2 | 1999-01-01 | Cogeneration | Electricity | IC engine | 1.9 |  | Central Contra Costa Sanitary District | Acme Fill Corporation | 0.0858 | 0.0072
| 36 | Acme LF | CA | Martinez | Contra Costa | Private | Acme Fill Corporation | 10800000 | 2002 | Yes | 1.8 |  | 91-0 | Operational | Project #1 | 1982-01-01 | Boiler | Direct |  |  | 1.5 | Central Contra Costa Sanitary District | Acme Fill Corporation | 0.1313 | 0.013
1007699 | 39 | Altamont Landfill & Resource Recovery Facility | CA | Livermore | Alameda | Private | Waste Management, Inc. | 57857143 | 2009 | Yes | 8.33 |  | 180271-0 | Operational | Project #2 | 2002-09-15 | Reciprocating Engine | Electricity | 2 Deutz engines (nameplate 1.35 MW each), capable of producing 17.5 MMBtu/hr each, using 1000 scfm of LFG | 2.7 | 1.44 | Altamont SLF | WM Energy Solutions, Inc. | 0.122 | 0.0102
1000046 | 55 | Badlands SLF | CA | Moreno Valley | Riverside | Public | Riverside County, CA | 4081500 | 2002 | Yes | 1.31 | 0 | 111-0 | Operational | Project #1 | 2001-02-01 | Reciprocating Engine | Electricity |  | 1.1 | 0.576 | Riverside Public Utilities | Riverside County, CA | 0.0497 | 0.0042
1003599 | 87 | Calabasas SLF | CA | Agoura Hills | Los Angeles | Public | Sanitation Districts of Los Angeles County, CA | 23410000 | 2009 | Yes | 6.39 |  | 180901-0 | Operational | Project #2 | 2010-07-12 | Gas Turbine | Electricity | (3) Solar Mercury 50 turbines | 13.8 |  | Sanitation Districts of Los Angeles County, CA | Sanitation Districts of Los Angeles County, CA | 0.6235 | 0.0522
1010207 | 90 | California Street LF | CA | Redlands | San Bernardino | Public | City of Redlands, CA | 960000 |  | Yes | 1.5 |  | 146-0 | Operational | Project #1 | 2003-01-01 | Reciprocating Engine | Electricity | 1 Deutz engine | 1 | 0.432 |  | City of Redlands, CA | 0.0452 | 0.0038
1000369 | 342 | Corona Disposal Site | CA | Corona | Riverside | Public | Riverside County, CA | 4000000 |  | Yes | 0.281 | 0 | 402-0 | Operational | Project #1 | 1986-03-04 | Reciprocating Engine | Electricity |  | 0.6 |  | Southern California Edison (SCE) Company | City of Corona, CA | 0.0271 | 0.0023
| 233 | Orange Avenue Disposal Inc. | CA | Fresno | Fresno | Private | The Caglia Family | 1000000 | 2004 | Yes |  |  | 291-0 | Operational | Project #1 | 2016-04-15 | Reciprocating Engine | Electricity |  |  |  | Valley Materials Recovery Facility | Caglia Environmental | 0 | 0
1003361 | 1780 | Palos Verdes Landfill | CA | Rolling Hills Estates | Los Angeles | Public | Sanitation Districts of Los Angeles County, CA | 23600000 |  | Yes | 8.17 |  | 101831-0 | Operational | Project #1 | 1988-05-20 | Steam Turbine | Electricity | 1988 steam plant rated at 12 MWe | 6 |  | Southern California Edison (SCE) Company | Sanitation Districts of Los Angeles County, CA | 0.2711 | 0.0227
1003199 | 352 | Puente Hills LF | CA | Whittier | Los Angeles | Public | Sanitation Districts of Los Angeles County, CA | 123000000 | 2009 | Yes | 45.05 |  | 180284-0 | Operational | Project #5, WWTP | 2006-01-01 | Reciprocating Engine | Electricity | (3) Caterpillar 3616 engines can burn up to 25% NG with LFG | 5 | 2.79 | Sanitation Districts of Los Angeles County, CA | Sanitation Districts of Los Angeles County, CA | 0.2259 | 0.0189
1003199 | 352 | Puente Hills LF | CA | Whittier | Los Angeles | Public | Sanitation Districts of Los Angeles County, CA | 123000000 | 2009 | Yes | 45.05 |  | 412-0 | Operational | Project #1, Gas Turbines | 1983-11-22 | Gas Turbine | Electricity | 1 Centaur unit installed in 1982 | 2.8 | 1.8 | Southern California Edison (SCE) Company | Sanitation Districts of Los Angeles County, CA | 0.1265 | 0.0106
1003199 | 352 | Puente Hills LF | CA | Whittier | Los Angeles | Public | Sanitation Districts of Los Angeles County, CA | 123000000 | 2009 | Yes | 45.05 |  | 414-0 | Operational | Project #3, Steam Cycle Plant | 1986-08-08 | Steam Turbine | Electricity | 2 boilers to steam turbine | 50 | 33.1 | Southern California Edison (SCE) Company | Sanitation Districts of Los Angeles County, CA | 2.259 | 0.1891
1003395 | 354 | Spadra LF | CA | Walnut | Los Angeles | Public | Sanitation Districts of Los Angeles County, CA | 17081720 |  | Yes | 5.23 |  | 418-0 | Operational | Project #1 | 1990-02-21 | Steam Turbine | Electricity | steam boiler power plant | 8.5 |  | Southern California Edison (SCE) Company | Sanitation Districts of Los Angeles County, CA | 0.384 | 0.0322
1003386 | 114 | Sunnyvale LF | CA | Sunnyvale | Santa Clara | Public | City of Sunnyvale, CA | 2300000 |  | Yes | 0.361 |  | 170-0 | Operational | Project #1 | 1998-01-01 | Reciprocating Engine | Electricity | LFG co-fired with WWTP digester gas; (2) 800-kW Caterpillar 3516 engine-generators combust 75% LFG/25% digester gas | 1.2 | 0.656 | City of Sunnyvale WWTP | City of Sunnyvale, CA | 0.0542 | 0.0045
| 302 | Union Mine Disposal Site | CA | El Dorado | El Dorado | Public | El Dorado County, CA | 1000000 |  | Yes | 0.35 | 0.235 | 362-0 | Operational | Project #1 | 2004-01-01 | Microturbine | Electricity | (3) Ingersoll Rand microturbines rated at 70 kW each, electricity used to supplement the power used to run on-site wastewater treatment facility | 0.21 | 0.115 | El Dorado County, CA | El Dorado County, CA | 0.0095 | 0.0008
1007709 | 1718 | Denver Arapahoe Disposal Site (DADS) | CO | Aurora | Arapahoe | Public | City of Denver, CO | 40840103 | 2009 | Yes | 2.56 |  | 6397-0 | Operational | Project #1 | 2008-09-01 | Reciprocating Engine | Electricity | (4) Caterpillar 3516 engines | 3.2 |  | Xcel Energy - Denver District Cooling | WM Renewable Energy, LLC | 0.1446 | 0.0121
| 363 | East Windsor LF | CT | Broad Brook | Hartford | Private | Manchester Methane | 837000 |  | Yes | 0.36158 |  | 427-0 | Operational | Project #1 | 2007-05-01 | Reciprocating Engine | Electricity | 2 Caterpillar engines | 3.2 |  | Connecticut Light & Power | Manchester Methane | 0.1446 | 0.0121
1008010 | 362 | New Milford LF | CT | New Milford | Litchfield | Private | Waste Management, Inc. | 6700000 | 1995 | Yes | 0.829 | 0 | 180914-0 | Operational | Project #2 | 2008-05-15 | Reciprocating Engine | Electricity | (3) Caterpillar 3516s | 2.4 |  | Connecticut Light & Power | WM Renewable Energy, LLC | 0.1084 | 0.0091
1004913 | 414 | Lena Road Class I Landfill | FL | Bradenton | Manatee | Public | Manatee County, FL | 8400000 | 2007 | Yes | 2.26 |  | 479-0 | Operational | Project #2 | 2014-05-01 | Reciprocating Engine | Electricity | (1) Caterpillar 3520C engine provides power to County WWTP and for sludge dryer | 1.6 | 0.76 | Manatee County Southeast Water Reclamation Facility | Manatee County, FL | 0.0723 | 0.0061
1007855 | 401 | Naples Landfill | FL | Naples | Collier | Public | Collier County, FL | 5687626 | 2009 | Yes | 3.17 |  | 466-0 | Operational | Project #1 | 2011-05-06 | Reciprocating Engine | Electricity | (5) Caterpillar 3516 engines | 4 |  | Florida Power & Light | WM Renewable Energy, LLC | 0.1807 | 0.0151
1008215 | 420 | Orange County SLF | FL | Orlando | Orange | Public | Orange County, FL | 14165000 | 2001 | Yes | 6.09 | 0.46 | 485-0 | Shutdown | Project #1 | 1998-04-01 | Steam Turbine | Electricity | 1.6-mile pipeline to Stanton Energy Center, LFG co-fired with coal in 1 of 2 boilers retrofitted with an LFG port to produce steam and electricity | 12.4 | 5.76 | Orlando Utilities Commission (OUC) | DTE Biomass Energy | 0 | 0
1008215 | 420 | Orange County SLF | FL | Orlando | Orange | Public | Orange County, FL | 14165000 | 2001 | Yes | 6.09 | 0.46 | 485-1 | Operational | Project #1, Expansion #1 | 2011-08-01 | Steam Turbine | Electricity | 5-mile pipeline to Stanton Energy Center, LFG co-fired with coal in 2 boilers that produce steam used to generate electricity | 8 | 5.63 | Orlando Utilities Commission (OUC) | Orange County, FL; Orlando Utilities Commission (OUC) | 0.3614 | 0.0303
1007820 | 2053 | PBCSWA RRF Site #7 | FL | West Palm Beach | Palm Beach | Public | Solid Waste Authority of Palm Beach County, FL | 4418356 | 2000 | Yes | 3.816 | 0 | 180984-0 | Operational | Project #1 | 2009-08-01 | Direct Thermal | Direct | LFG piped 1/4 mile to co-fire converted NG rotary drum dryers (750 cfm LFG + 250 cfm NG) at Biosolids Pelletization Facility, 400 TPD sludge from 5 WWTPs is dried, pelletized, and sold to fertilizer blenders, also LFG heats regenerative thermal oxidizer |  | 1.08 | Solid Waste Authority of Palm Beach County, FL | Solid Waste Authority of Palm Beach County, FL | 0.0945 | 0.0093
1005656 | 406 | Perdido LF | FL | Cantonment | Escambia | Public | Escambia County, FL | 7580000 | 2007 | Yes | 1.82 |  | 180873-0 | Operational | Project #2 | 2010-10-07 | Reciprocating Engine | Electricity | (2) Caterpillar 3520C/SR4B generator sets, requiring 600 cfm LFG each | 3.2 |  | Gulf Power Company | Gulf Power Company | 0.1446 | 0.0121
1004682 | 404 | South Dade Solid Waste Disposal Facility | FL | Homestead | Miami-Dade | Public | Miami-Dade County, FL | 13918741 | 2007 | Yes | 0.432 |  | 469-0 | Operational | Project #1 | 2015-01-01 | Reciprocating Engine | Electricity | LFG and WWTP digester gas will be co-fired to generate electricity at the WWTP; only 1 generator running for now |  | 0.432 | Miami-Dade Water and Sewer Department | Miami-Dade County, FL | 0.0351 | 0.0029
1007898 | 409 | Springhill Regional Landfill | FL | Campbellton | Jackson | Private | Waste Management, Inc. | 6279177 | 2009 | Yes | 2.16 | 0 | 474-0 | Operational | Project #1 | 2006-03-30 | Reciprocating Engine | Electricity | 4.5 mile, 12.5 kV distribution line to the generating station, 6 Caterpillar engines | 4.8 | 2.16 | PowerSouth Energy Cooperative | WM Renewable Energy, LLC | 0.2169 | 0.0182
1002340 | 2288 | City of LaGrange Landfill | GA | LaGrange | Troup | Public | City of LaGrange, GA | 2520738 | 2008 | Yes | 0.597 | 0.317 | 180378-0 | Operational | Project #1 | 2005-10-03 | Direct Thermal | Direct | LFG burned directly in 3 Interface hot oil burners and a steam boiler (instead of NG) for process heat conditioning equipment for 600 cfm and 8 miles of pipeline |  | 0.28 | InterfaceFLOR; Milliken & Company | City of LaGrange, GA; InterfaceFLOR | 0.0245 | 0.0024
| 464 | Macon Landfill | GA | Macon | Bibb | Public | City of Macon, GA | 3500000 |  | Yes | 2.016 | 1.096 | 529-0 | Shutdown | Project #1 | 1986-01-01 | Direct Thermal | Direct | 2 to 4 brick kilns, 2 miles away |  | 1.3 | Cherokee Brick & Tile | Cherokee Brick & Tile | 0 | 0
| 464 | Macon Landfill | GA | Macon | Bibb | Public | City of Macon, GA | 3500000 |  | Yes | 2.016 | 1.096 | 529-1 | Shutdown | Project #1, Expansion #1 | 1995-01-01 | Direct Thermal | Direct | 4 brick kilns, 2 miles away |  | 0.3 | Cherokee Brick & Tile | Cherokee Brick & Tile | 0 | 0
| 464 | Macon Landfill | GA | Macon | Bibb | Public | City of Macon, GA | 3500000 |  | Yes | 2.016 | 1.096 | 529-2 | Shutdown | Project #1, Expansion #2 | 2005-01-01 | Direct Thermal | Direct | 4 brick kilns, 2 miles away |  | 0.416 | Cherokee Brick & Tile | Cherokee Brick & Tile | 0 | 0
| 464 | Macon Landfill | GA | Macon | Bibb | Public | City of Macon, GA | 3500000 |  | Yes | 2.016 | 1.096 | 529-3 | Shutdown | Project #1, De-Expansion #1 | 2008-10-01 | Direct Thermal | Direct | 3 brick kilns, 2 miles away |  | 1.04 | Cherokee Brick & Tile | Cherokee Brick & Tile | 0 | 0
| 464 | Macon Landfill | GA | Macon | Bibb | Public | City of Macon, GA | 3500000 |  | Yes | 2.016 | 1.096 | 529-4 | Operational | Project #1, De-Expansion #2 | 2009-01-01 | Direct Thermal | Direct | 2 brick kilns, 2 miles away |  | 0.92 | Cherokee Brick & Tile | Cherokee Brick & Tile | 0.0805 | 0.008
1002863 | 462 | Old Dixie Highway MSW Landfill | GA | Dalton | Whitfield | Public | Dalton-Whitfield Regional Solid Waste Management Authority (DWRSWMA), GA | 3712890 | 2008 | Yes | 2.23 |  | 527-0 | Shutdown | Project #1 | 2008-06-12 | Boiler | Direct | 2-mile pipeline to one boiler, end user to consume 240 billion Btu/yr, facility manufactures latex for carpet backing applications |  | 1.296 | Styron LLC | Dalton-Whitfield Regional Solid Waste Management Authority (DWRSWMA), GA | 0 | 0
1002863 | 462 | Old Dixie Highway MSW Landfill | GA | Dalton | Whitfield | Public | Dalton-Whitfield Regional Solid Waste Management Authority (DWRSWMA), GA | 3712890 | 2008 | Yes | 2.23 |  | 527-1 | Operational | Project #1, De-Expansion #1 | 2009-01-01 | Boiler | Direct | 2-mile pipeline to (1) boiler, average LFG use = 9,100 MMBtu/month, use fluctuates as fuel needs vary due to batch processing at plant, facility manufactures latex for carpet backing applications |  | 0.864 | Styron LLC | Dalton-Whitfield Regional Solid Waste Management Authority (DWRSWMA), GA | 0.0756 | 0.0075
1005638 | 448 | Seminole Road MSW Landfill | GA | Ellenwood | DeKalb | Public | DeKalb County Sanitation, GA | 11538656 | 2013 | Yes | 3.168 | 0.792 | 181023-0 | Operational | Project #2a | 2013-02-26 | Renewable CNG | Upgraded LFG | Converts LFG to renewable natural gas (RNG) for onsite CNG fueling station for 40 county garbage trucks and also public use |  | 0.198 | DeKalb County Sanitation, GA | DeKalb County Sanitation, GA | 0.0173 | 0.0024
1005638 | 448 | Seminole Road MSW Landfill | GA | Ellenwood | DeKalb | Public | DeKalb County Sanitation, GA | 11538656 | 2013 | Yes | 3.168 | 0.792 | 200582-0 | Operational | Project #2b | 2013-02-26 | High Btu | Upgraded LFG | Converts LFG to renewable natural gas (RNG) for injection into natural gas pipeline |  | 0.594 | Gas South | DeKalb County Sanitation, GA | 0.052 | 0.0051
1005638 | 448 | Seminole Road MSW Landfill | GA | Ellenwood | DeKalb | Public | DeKalb County Sanitation, GA | 11538656 | 2013 | Yes | 3.168 | 0.792 | 513-0 | Operational | Project #1 | 2006-10-12 | Reciprocating Engine | Electricity | (2) Caterpillar G3520 engines rated at 1.6 MW each | 3.2 | 1.584 | Georgia Power Company | DeKalb County Sanitation, GA | 0.1446 | 0.0121
1003569 | 444 | Superior Landfill & Recycling Center | GA | Savannah | Chatham | Private | Waste Management, Inc. | 5334189 | 2009 | Yes | 2.56 |  | 509-0 | Operational | Project #1 | 2010-05-01 | Reciprocating Engine | Electricity | (8) Caterpillar 3516s | 6.4 |  | Georgia Power Company | WM Renewable Energy, LLC | 0.2892 | 0.0242
1001949 | 631 | Cedar Rapids Linn County Solid Waste Landfill #2 | IA | Marion | Linn | Public | Cedar Rapids-Linn County Solid Waste Agency | 858000 |  | Yes | 0.466 |  | 701-0 | Operational | Project #1 | 2013-05-31 | Reciprocating Engine | Electricity | Waste heat from engine-generator sets will be captured & used to heat County's new 48,000 sq ft Resource Recovery Building | 1.6 |  | Central Iowa Power Cooperative (CIPCO) |  | 0.0723 | 0.0061
1007673 | 623 | Central Disposal Landfill | IA | Lake Mills | Winnebago | Private | Waste Management, Inc. | 4528000 |  | Yes | 2.6 | 0 | 693-0 | Operational | Project #1 | 2006-03-18 | Reciprocating Engine | Electricity | (6) Caterpillar 3516 engines, at 800 kW each | 4.8 | 2.592 | Dairyland Power Cooperative | WM Renewable Energy, LLC | 0.2169 | 0.0182
1002564 | 634 | Scott Area SLF | IA | Davenport | Scott | Public | Waste Commission of Scott County, IA | 2277600 |  | Yes | 0.9 |  | 704-0 | Operational | Project #1 | 1997-01-01 | Direct Thermal | Direct | lime kilns |  | 0.45 | Linwood Mining & Minerals | NST Landfill Gas of Iowa | 0.0394 | 0.0039
1002564 | 634 | Scott Area SLF | IA | Davenport | Scott | Public | Waste Commission of Scott County, IA | 2277600 |  | Yes | 0.9 |  | 704-1 | Operational | Project #1, Expansion #1 | 2008-09-01 | Direct Thermal | Direct | Additional LFG to kiln |  | 0.45 | Linwood Mining & Minerals | Waste Commission of Scott County, IA | 0.0394 | 0.0039
1006251 | 471 | Five Oaks RDF | IL | Taylorville | Christian | Private | Waste Management, Inc. | 10200000 | 2002 | Yes | 4.3278 |  | 536-0 | Operational | Project #1 | 2008-02-01 | Cogeneration | Electricity | (4) Caterpillar 3516 engines generating 1,148 horsepower each; waste heat is used to heat water that goes 650 feet to a 4-acre greenhouse | 3.2 | 1.728 | Ameren Energy Marketing; Buckley Growers Illinois | WM Renewable Energy, LLC | 0.1446 | 0.0121
1002249 | 497 | Livingston LF | IL | Pontiac | Livingston | Private | Republic Services, Inc. | 15132820 | 2003 | Yes |  |  | 562-0 | Shutdown | Project #1 | 2001-01-01 | Gas Turbine | Electricity | (3) 5.2 MW Solar Taurus turbines | 15.6 |  | Commonwealth Edison Company (ComEd) | Resource Technology Corporation | 0 | 0
1002249 | 497 | Livingston LF | IL | Pontiac | Livingston | Private | Republic Services, Inc. | 15132820 | 2003 | Yes |  |  | 562-1 | Operational | Project #1, Re-Start | 2013-10-31 | Gas Turbine | Electricity | (3) re-furbished Solar Taurus 60 turbines | 15 | 8.5 | PJM Interconnection, LLC | Hoosier Energy REC, Inc. | 0.6777 | 0.0567
1008269 | 516 | Milam Recycling and Disposal Facility | IL | East St. Louis | St. Clair | Private | Waste Management, Inc. | 16000000 | 2004 | Yes | 5.05 |  | 200546-0 | Operational | Project #2 | 2015-03-01 | High Btu | Upgraded LFG | Facility designed to process 3,500 cfm LFG, processed RNG is injected into pipeline for withdrawal at other locations including some WM facilities |  | 2.52 | Ameren Corp. | WM Illinois Renewable Energy, LLC | 0.2206 | 0.0218
1008269 | 516 | Milam Recycling and Disposal Facility | IL | East St. Louis | St. Clair | Private | Waste Management, Inc. | 16000000 | 2004 | Yes | 5.05 |  | 200546-1 | Planned | Project #2, Expansion #1 | 2016-12-31 | High Btu | Upgraded LFG |  |  |  |  | WM Illinois Renewable Energy, LLC | 0 | 0
1008269 | 516 | Milam Recycling and Disposal Facility | IL | East St. Louis | St. Clair | Private | Waste Management, Inc. | 16000000 | 2004 | Yes | 5.05 |  | 581-0 | Operational | Project #1 | 1991-01-01 | Reciprocating Engine | Electricity | (3) 800-kW reciprocating engines installed in 1991 and 1992 | 2.4 |  | Ameren Energy Marketing | WM Illinois Renewable Energy, LLC | 0.1084 | 0.0091
1006176 | 2315 | Prairie View RDF | IL | Wilmington | Will | Public | Will County, IL | 9000000 | 2014 | Yes | 3.312 | 0.576 | 180412-0 | Operational | Project #1 | 2011-12-09 | Reciprocating Engine | Electricity | (3) Caterpillar 3520 engines at 1.6 MW each | 4.8 | 2.736 | Commonwealth Edison Company (ComEd) | WM Renewable Energy, LLC | 0.2169 | 0.0182
1006335 | 492 | Woodland RDF | IL | South Elgin | Kane | Private | Waste Management, Inc. | 7800000 |  | Yes | 2.34 |  | 557-0 | Operational | Project #1 | 1992-01-01 | Reciprocating Engine | Electricity | (2) 800-kW Caterpillar 3516s | 1.6 |  | Commonwealth Edison Company (ComEd) |  | 0.0723 | 0.0061
1006335 | 492 | Woodland RDF | IL | South Elgin | Kane | Private | Waste Management, Inc. | 7800000 |  | Yes | 2.34 |  | 557-1 | Operational | Project #1, Expansion #1 | 2010-04-28 | Reciprocating Engine | Electricity | (2) 1600-kW Caterpillar 3520s | 3.2 |  | Commonwealth Edison Company (ComEd) | WM Illinois Renewable Energy, LLC | 0.1446 | 0.0121
1004600 | 550 | Deercroft RDF | IN | Michigan City | LaPorte | Private | Waste Management, Inc. | 10576500 |  | Yes | 2.01 |  | 617-0 | Operational | Project #1 | 1997-01-01 | Reciprocating Engine | Electricity | (4) Caterpillar 3516 engines @ ~280 cfm each | 3.2 | 1.61 | Wabash Valley Power Association | Wabash Valley Power Association | 0.1446 | 0.0121
1004600 | 550 | Deercroft RDF | IN | Michigan City | LaPorte | Private | Waste Management, Inc. | 10576500 |  | Yes | 2.01 |  | 617-1 | Operational | Project #1, Expansion #1 | 2007-09-28 | Reciprocating Engine | Electricity | (4) Caterpillar 3516 engines @ ~280 cfm each | 3.2 | 1.61 | Wabash Valley Power Association | Wabash Valley Power Association | 0.1446 | 0.0121
1007588 | 540 | Earthmovers LF | IN | Elkhart | Elkhart | Private | Waste Management, Inc. | 4091598 |  | Yes | 2.86 |  | 181039-0 | Operational | Project #2 | 2010-10-01 | Reciprocating Engine | Electricity | (6) Caterpillar 3516 engines; 5 engines to start | 4 |  | Wabash Valley Power Association | Wabash Valley Power Association | 0.1807 | 0.0151
1007332 | 542 | Elkhart County Landfill | IN | Elkhart | Elkhart | Public | Elkhart County, IN | 2624888 |  | Yes | 0.408 |  | 609-0 | Operational | Project #1 | 2007-06-01 | Boiler | Direct | compressed LFG co-fired with NG in 2 boilers at county jail 1 mile away for heating and production of hot water for the kitchen and laundry facilities |  | 0.346 | Elkhart County Correctional Complex | City of Elkhart, IN | 0.0303 | 0.003
1007671 | 547 | Jay County LF | IN | Portland | Jay | Private | Waste Management, Inc. | 1770714 |  | Yes | 1.14 |  | 614-0 | Shutdown | Project #1 | 2005-04-05 | Reciprocating Engine | Electricity | (4) Caterpillar 3516 engines @ ~280 cfm each | 3.2 | 1.61 | Wabash Valley Power Association | Wabash Valley Power Association | 0 | 0
1007671 | 547 | Jay County LF | IN | Portland | Jay | Private | Waste Management, Inc. | 1770714 |  | Yes | 1.14 |  | 614-1 | Operational | Project #1, De-Expansion #1 | 2009-01-01 | Reciprocating Engine | Electricity | (3) Caterpillar 3516 engines @ ~280 cfm each | 2.4 | 1.1 | Wabash Valley Power Association | Wabash Valley Power Association | 0.1084 | 0.0091
1007812 | 1938 | Liberty Landfill | IN | Monticello | White | Private | Waste Management, Inc. | 6022000 | 2005 | Yes | 4.92 |  | 180757-0 | Operational | Project #2 | 2005-08-01 | Reciprocating Engine | Electricity | (4) Caterpillar 3516 engines @ ~280 cfm each | 3.2 | 1.665 | Wabash Valley Power Association | Wabash Valley Power Association | 0.1446 | 0.0121
1007812 | 1938 | Liberty Landfill | IN | Monticello | White | Private | Waste Management, Inc. | 6022000 | 2005 | Yes | 4.92 |  | 180757-1 | Operational | Project #2, Expansion #1 | 2010-01-22 | Reciprocating Engine | Electricity | (4) Caterpillar 3516 engines @ ~280 cfm each | 3.2 | 1.665 | Wabash Valley Power Association | Wabash Valley Power Association | 0.1446 | 0.0121
1007812 | 1938 | Liberty Landfill | IN | Monticello | White | Private | Waste Management, Inc. | 6022000 | 2005 | Yes | 4.92 |  | 180757-2 | Construction | Project #2, Expansion #2 | 2016-01-01 | Reciprocating Engine | Electricity | (4) 1.6-MW, lean-burn engine-generator sets installed, each with heat input capacity of 18.20 MMBtu/hr - 3 engines running initially | 4.8 |  |  |  | 0.2169 | 0.0182
1003691 | 2421 | Newton County Landfill | IN | Brook | Newton | Private | Republic Services, Inc. | 18962455 | 2007 | Yes | 5.63 | 4.478 | 180789-0 | Operational | Project #1 | 2010-01-01 | Direct Thermal | Direct | 1,800-ft pipeline takes LFG for use in 4 direct-fire gas burners (4 processing lines with 1 burner each) to dry 800,000 egg cartons/day made from 100% recycled paper; 118,000 sq ft plant located specifically in renewable energy park to use only LFG |  | 1.152 | Urban Forest Recyclers | Republic Services, Inc. | 0.1008 | 0.01
1007581 | 556 | Oak Ridge RDF | IN | Logansport | Cass | Private | Waste Management, Inc. | 3930000 | 2001 | Yes | 1.674 |  | 625-0 | Operational | Project #1 | 2003-12-01 | Reciprocating Engine | Electricity | 4 Caterpillar 3516 engines @ ~280 cfm each | 3.2 | 1.61 | Wabash Valley Power Association | Wabash Valley Power Association | 0.1446 | 0.0121
1007833 | 559 | Prairie View RDF | IN | Bremen | St. Joseph | Private | Waste Management, Inc. | 5425098 |  | Yes | 4.26 |  | 628-0 | Operational | Project #1 | 1994-09-01 | Reciprocating Engine | Electricity | (4) Caterpillar 3516 engines @ ~280 cfm each | 3.2 | 1.505 | Wabash Valley Power Association | Wabash Valley Power Association | 0.1446 | 0.0121
1007833 | 559 | Prairie View RDF | IN | Bremen | St. Joseph | Private | Waste Management, Inc. | 5425098 |  | Yes | 4.26 |  | 628-1 | Operational | Project #1, Expansion #1 | 2007-10-23 | Reciprocating Engine | Electricity | (4) Caterpillar 3516 engines @ ~280 cfm each | 3.2 | 1.505 | Wabash Valley Power Association | Wabash Valley Power Association | 0.1446 | 0.0121
1005697 | 560 | Randolph Farms LF | IN | Modoc | Randolph | Private | 600 Land, Inc. | 3454330 |  | Yes | 1.7 |  | 629-0 | Operational | Project #1 | 1997-01-01 | Greenhouse | Direct |  |  | 0.126 |  | Randolph Farms, Inc. | 0.011 | 0.0011
1007638 | 567 | Twin Bridges RDF | IN | Danville | Hendricks | Private | Waste Management, Inc. | 24772021 | 2009 | Yes | 6.12 |  | 637-0 | Operational | Project #1 | 1994-09-01 | Reciprocating Engine | Electricity | (4) Caterpillar 3516 engines @ ~280 cfm each | 3.2 | 1.61 | Wabash Valley Power Association | Wabash Valley Power Association | 0.1446 | 0.0121
1007638 | 567 | Twin Bridges RDF | IN | Danville | Hendricks | Private | Waste Management, Inc. | 24772021 | 2009 | Yes | 6.12 |  | 637-1 | Operational | Project #1, Expansion #1 | 2002-06-01 | Reciprocating Engine | Electricity | (4) Caterpillar 3516 engines @ ~280 cfm each | 3.2 | 1.61 | Wabash Valley Power Association | Wabash Valley Power Association | 0.1446 | 0.0121
1007638 | 567 | Twin Bridges RDF | IN | Danville | Hendricks | Private | Waste Management, Inc. | 24772021 | 2009 | Yes | 6.12 |  | 637-2 | Operational | Project #1, Expansion #2 | 2009-01-16 | Reciprocating Engine | Electricity | (4) Caterpillar 3516 engines @ ~280 cfm each | 3.2 | 1.61 | Wabash Valley Power Association | Wabash Valley Power Association; WM Renewable Energy, LLC | 0.1446 | 0.0121
1007638 | 567 | Twin Bridges RDF | IN | Danville | Hendricks | Private | Waste Management, Inc. | 24772021 | 2009 | Yes | 6.12 |  | 637-3 | Operational | Project #1, Expansion #3 | 2011-05-01 | Reciprocating Engine | Electricity | (4) Caterpillar 3516 engines @ ~280 cfm each | 3.2 | 1.61 | Wabash Valley Power Association | Wabash Valley Power Association | 0.1446 | 0.0121
| 2281 | Victory Environmental Services Landfill | IN | Terre Haute | Vigo | Private | Republic Services, Inc. | 5000000 | 2003 | Yes |  |  | 180371-0 | Operational | Project #1 | 2008-05-19 | Direct Thermal | Direct |  |  | 1.65 | Boral Bricks Inc. | Boral Bricks Inc. | 0.1444 | 0.0143
1007653 | 610 | Wheeler RDF | IN | Hobart | LaPorte | Private | Waste Management, Inc. | 6692406 |  | Yes | 0.419 | 0.016 | 680-0 | Shutdown | Project #1 | 1996-01-01 | Reciprocating Engine | Electricity | 3 engines originally @ ~280 cfm each | 2.4 | 1.21 | Wabash Valley Power Association | Wabash Valley Power Association | 0 | 0
1007653 | 610 | Wheeler RDF | IN | Hobart | LaPorte | Private | Waste Management, Inc. | 6692406 |  | Yes | 0.419 | 0.016 | 680-1 | Shutdown | Project #1, De-Expansion #1 | 2000-01-01 | Reciprocating Engine | Electricity | 3 engines originally, 1 removed in 1999 | 1.6 | 0.806 | Wabash Valley Power Association | Wabash Valley Power Association | 0 | 0
1007653 | 610 | Wheeler RDF | IN | Hobart | LaPorte | Private | Waste Management, Inc. | 6692406 |  | Yes | 0.419 | 0.016 | 680-2 | Operational | Project #1, De-Expansion #2 | 2004-01-01 | Reciprocating Engine | Electricity | 3 engines originally, 1 removed in 1999, 1 removed in 2003 | 0.8 | 0.403 | Wabash Valley Power Association | Wabash Valley Power Association | 0.0361 | 0.003
1007832 | 667 | Rolling Meadows LF | KS | Topeka | Shawnee | Private | Waste Management, Inc. |  |  | Yes | 2.98 |  | 737-0 | Operational | Project #1 | 2010-01-15 | Reciprocating Engine | Electricity | (7) 800-kW Caterpillar 3516s | 5.6 |  | Westar Energy | WM Renewable Energy, LLC | 0.253 | 0.0212
1011499 | 660 | Seward County Landfill | KS | Liberal | Seward | Public | Seward County, KS | 1550000 | 2008 | Yes | 0.1 |  | 730-0 | Operational | Project #1 | 2007-06-01 | Boiler | Direct | Two 25 hp blowers pull LFG from gas vents & leachate cleanouts, uncleaned LFG is piped 1,800 ft to nearest wastewater treatment anaerobic lagoon and injected under floating cover to join lagoon's gas, used as boiler fuel |  | 0.1 | National Beef | Seward County Landfill | 0.0088 | 0.0009
1005950 | 669 | Bavarian Trucking Company LF | KY | Walton | Boone | Private | Bavarian Waste Services, Inc. | 4863179 | 2007 | Yes | 1.69 |  | 739-0 | Operational | Project #1 | 2003-09-22 | Reciprocating Engine | Electricity | (4) Caterpillar G3516s | 3.2 | 1.666 | East Kentucky Power Cooperative (EKPC) | East Kentucky Power Cooperative (EKPC) | 0.1446 | 0.0121
1005973 | 680 | Glasgow Regional Landfill | KY | Glasgow | Barren | Public | City of Glasgow, KY | 3000000 | 2012 | Yes |  |  | 750-0 | Operational | Project #1 | 2016-01-01 | Reciprocating Engine | Electricity | (1) CAT 3515 Super | 1 | 0.442 | Farmers Rural Electric Cooperative (FRECC) | East Kentucky Power Cooperative (EKPC) | 0.0452 | 0.0038
1004483 | 672 | Green Valley Landfill | KY | Ashland | Greenup | Private | Republic Services, Inc. | 3728288 | 2007 | Yes | 1.22 | 0 | 742-0 | Operational | Project #1 | 2003-09-09 | Reciprocating Engine | Electricity | (3) Caterpillar 3516s | 2.4 | 1.025 | East Kentucky Power Cooperative (EKPC) | East Kentucky Power Cooperative (EKPC) | 0.1084 | 0.0091
1007240 | 695 | Hardin County Landfill | KY | Elizabethtown | Hardin | Public | Hardin County Fiscal Court, KY | 2899812 | 2007 | Yes | 0.685 |  | 765-0 | Operational | Project #1 | 2006-01-31 | Reciprocating Engine | Electricity | (3) low-emission 800 kW Caterpillar 3516 engines initially | 2.4 | 1.065 | East Kentucky Power Cooperative (EKPC) | East Kentucky Power Cooperative (EKPC) | 0.1084 | 0.0091
1002341 | 688 | Laurel Ridge Landfill Inc. | KY | Lily | Laurel | Private | Waste Connections, Inc. | 3384572 | 2008 | Yes | 1.51 |  | 758-0 | Operational | Project #1 | 2003-09-15 | Reciprocating Engine | Electricity | Caterpillar G3516s | 2.4 | 1.463 | East Kentucky Power Cooperative (EKPC) | East Kentucky Power Cooperative (EKPC) | 0.1084 | 0.0091
1005271 | 682 | Rumpke/Pendleton County LF | KY | Butler | Pendleton | Private | Rumpke | 3652667 | 2007 | Yes | 1.59 |  | 752-0 | Operational | Project #1 | 2007-02-01 | Reciprocating Engine | Electricity | (4) Caterpillar G3516s | 3.2 | 1.521 | East Kentucky Power Cooperative (EKPC) | East Kentucky Power Cooperative (EKPC) | 0.1446 | 0.0121
1005717 | 2289 | River Birch Landfill | LA | Westwego | Jefferson | Private | River Birch, Inc. | 7500000 | 2007 | Yes |  |  | 180379-0 | Operational | Project #1 | 2010-06-01 | High Btu | Upgraded LFG | Air-Liquide membrane separation produces 2,000 MMBtu/day of 950 Btu/scf gas, biological sulfur removal system named Thiopak |  | 5.76 | Atmos Energy Corporation | River Birch, Inc. | 0.5042 | 0.0498
1005717 | 2289 | River Birch Landfill | LA | Westwego | Jefferson | Private | River Birch, Inc. | 7500000 | 2007 | Yes |  |  | 180379-1 | Operational | Project #1, Expansion #1 | 2014-01-01 | High Btu | Upgraded LFG | Air-Liquide plant, now 3,400 MMBtu/day |  | 0.576 | Atmos Energy Corporation | River Birch, Inc. | 0.0504 | 0.005
1005717 | 2289 | River Birch Landfill | LA | Westwego | Jefferson | Private | River Birch, Inc. | 7500000 | 2007 | Yes |  |  | 180379-2 | Planned | Project #1, Expansion #2 | 2017-03-31 | High Btu | Upgraded LFG |  |  | 3.024 |  | River Birch, Inc. | 0 | 0
1006238 | 714 | St. Landry Parish LF | LA | Washington | St. Landry | Public | St. Landry Parish Solid Waste Disposal District, LA | 2750000 | 2012 | Yes | 0.358 | 0.288 | 784-0 | Operational | Project #1 | 2012-04-13 | Renewable CNG | Upgraded LFG | 50 cfm LFG produces 250 gallons of gasoline equivalent (GGE)/day; convert LFG to bioCNG vehicle fuel for 1 passenger van, 5 sedans & 10 fleet pick-up trucks |  | 0.07 | St. Landry Parish Solid Waste Disposal District, LA | St. Landry Parish Solid Waste Disposal District, LA | 0.0061 | 0.0008
1006238 | 714 | St. Landry Parish LF | LA | Washington | St. Landry | Public | St. Landry Parish Solid Waste Disposal District, LA | 2750000 | 2012 | Yes | 0.358 | 0.288 | 784-1 | Operational | Project #1, Expansion #1 | 2015-10-31 | Renewable CNG | Upgraded LFG | With expansion, total production now ~630 GGE/day |  | 0.2 | Progressive Waste Solutions Ltd. | St. Landry Parish Solid Waste Disposal District, LA | 0.0175 | 0.0024
1007753 | 787 | Fitchburg-Westminster LF | MA | Westminster | Worcester | Private | Waste Management, Inc. | 4254300 |  | Yes |  |  | 180847-0 | Operational | Project #2 | 2007-08-01 | Reciprocating Engine | Electricity | (2) Caterpillar 3520 engines at 472 cfm per engine | 3.2 | 1.36 | New England Power Pool (NEPOOL) | WM Renewable Energy, LLC | 0.1446 | 0.0121
1007753 | 787 | Fitchburg-Westminster LF | MA | Westminster | Worcester | Private | Waste Management, Inc. | 4254300 |  | Yes |  |  | 180847-1 | Operational | Project #2, Expansion #1 | 2008-12-01 | Reciprocating Engine | Electricity | (1) 1600-kW Caterpillar 3520 | 1.6 |  | New England Power Pool (NEPOOL) | WM Renewable Energy, LLC | 0.0723 | 0.0061
1005254 | 10100 | Southbridge Recycling & Disposal Park | MA | Southbridge | Worcester | Public | Town of Southbridge, MA | 3100000 | 2011 | Yes | 1.59 |  | 180834-0 | Operational | Project #1 | 2012-01-03 | Reciprocating Engine | Electricity | (1) CAT 3520 engine powering flare and maintenance shop initially; SulfaTreat system removes H2S | 1.6 |  | National Grid Electric | Casella Waste Systems, Inc. | 0.0723 | 0.0061
1005254 | 10100 | Southbridge Recycling & Disposal Park | MA | Southbridge | Worcester | Public | Town of Southbridge, MA | 3100000 | 2011 | Yes | 1.59 |  | 180834-1 | Planned | Project #1, Expansion #1 | 2016-09-03 | Reciprocating Engine | Electricity | (1) CAT 3520 engine | 1.6 |  |  | Casella Waste Systems, Inc. | 0 | 0
| 2197 | Westfield Landfill | MA | Westfield | Hampden | Public | City of Westfield |  |  | Yes |  |  | 180280-0 | Operational | Project #1 | 2004-06-11 | Reciprocating Engine | Electricity | one engine | 0.24 |  | Westfield Gas & Electric | City of Westfield | 0.0108 | 0.0009
1002655 | 741 | Brown Station Road Sanitary Landfill | MD | Upper Marlboro | Prince George's | Public | Prince George's County, MD | 6964110 | 2009 | Yes | 4.81 | 0.396 | 166975-0 | Operational | Project #2 | 1987-04-20 | Reciprocating Engine | Electricity | LFG fuels (3) 850-kW Waukesha engines at County Correctional Center | 2.55 | 1.33 | PJM Interconnection, LLC; Prince George's County Correctional Center | Prince George's County, MD | 0.1152 | 0.0096
1002655 | 741 | Brown Station Road Sanitary Landfill | MD | Upper Marlboro | Prince George's | Public | Prince George's County, MD | 6964110 | 2009 | Yes | 4.81 | 0.396 | 166975-1 | Operational | Project #2, Expansion #1 | 2003-12-01 | Reciprocating Engine | Electricity | LFG fuels (4) 1,050-kW Waukesha engines located at the landfill | 3.5 | 1.75 | PJM Interconnection, LLC; Prince George's County, MD | Prince George's County, MD | 0.1581 | 0.0132
1002655 | 741 | Brown Station Road Sanitary Landfill | MD | Upper Marlboro | Prince George's | Public | Prince George's County, MD | 6964110 | 2009 | Yes | 4.81 | 0.396 | 811-0 | Operational | Project #1 | 1987-04-20 | Boiler | Direct | 2.5-mile pipeline from landfill to 3 boilers at County Correctional Center; LFG also used on site as boiler fuel at landfill garage |  | 1.332 | Brown Station Road Sanitary Landfill Garage; Prince George's County Correctional Center | Prince George's County, MD | 0.1166 | 0.0115
1004330 | 745 | Eastern Sanitary Landfill Solid Waste Management Facility (ESL) | MD | White Marsh | Baltimore | Public | Baltimore County, MD | 5213000 | 2009 | Yes | 1.7 |  | 815-0 | Operational | Project #1 | 2006-09-01 | Reciprocating Engine | Electricity | (3) engines | 3 | 1.7 | Pepco Energy Services, Inc. | Pepco Energy Services, Inc. | 0.1355 | 0.0113
1007646 | 2250 | Crossroads LF | ME | Norridgewock | Somerset | Private | Waste Management, Inc. | 6804464 | 2009 | Yes | 1.44 |  | 180338-0 | Operational | Project #1 | 2009-03-06 | Reciprocating Engine | Electricity | (2) Caterpillar 3520s | 3.2 |  | New England Power Pool (NEPOOL) | WM Renewable Energy, LLC | 0.1446 | 0.0121
1005252 | 2259 | Pine Tree Landfill | ME | Hampden | Penobscot | Private | Casella Waste Systems, Inc. | 3420000 | 2005 | Yes | 1.14 |  | 180347-0 | Operational | Project #1 | 2008-02-01 | Reciprocating Engine | Electricity | (3) 1.3 MW GE Jenbacher J320 engine generators, unique hydrogen sulfide treatment system (bacteria from volcanic vents in ocean) | 3.9 |  | Bangor Hydro Electric Company | Casella Waste Systems, Inc. | 0.1762 | 0.0148
1003257 | 2235 | Glen's Sanitary Landfill Inc. | MI | Maple City | Leelanau | Private | Waste Management, Inc. | 661743 | 2001 | Yes | 1.16 |  | 180323-0 | Operational | Project #1 | 2009-01-01 | Leachate Evaporation | Direct | 30,000 gpd |  | 0.864 | Glen's Sanitary Landfill Inc. | Waste Management, Inc. | 0.0756 | 0.0075
1002720 | 1947 | Granger Grand River LF | MI | Grand Ledge | Clinton | Private | Granger Waste Management Corp. | 4762800 | 2004 | Yes | 2.016 | 0 | 167029-0 | Operational | Project #1 | 1991-04-10 | Reciprocating Engine | Electricity | originally (3) Caterpillar 3516 engines | 2.4 | 1.3 | Lansing Board of Water & Light | Granger Energy | 0.1084 | 0.0091
1002720 | 1947 | Granger Grand River LF | MI | Grand Ledge | Clinton | Private | Granger Waste Management Corp. | 4762800 | 2004 | Yes | 2.016 | 0 | 167029-1 | Operational | Project #1, Expansion #1 | 1996-01-01 | Reciprocating Engine | Electricity | (1) additional Caterpillar 3516 engine | 0.8 | 0.4032 | Lansing Board of Water & Light | Granger Energy | 0.0361 | 0.003
1002720 | 1947 | Granger Grand River LF | MI | Grand Ledge | Clinton | Private | Granger Waste Management Corp. | 4762800 | 2004 | Yes | 2.016 | 0 | 167029-2 | Shutdown | Project #1, Expansion #2 | 1997-09-01 | Reciprocating Engine | Electricity | (1) additional Caterpillar 3516 engine | 0.8 | 0.4032 | Consumers Energy | Granger Energy | 0 | 0
1006737 | 1890 | Granger Wood Road Landfill | MI | Lansing | Clinton | Private | Granger Waste Management Corp. | 5502516 | 2007 | Yes | 4.02 |  | 166939-0 | Operational | Project #2 | 1993-01-22 | Reciprocating Engine | Electricity | (2) Caterpillar 3516 engines | 1.6 | 0.864 | Lansing Board of Water & Light | Granger Energy | 0.0723 | 0.0061
1006737 | 1890 | Granger Wood Road Landfill | MI | Lansing | Clinton | Private | Granger Waste Management Corp. | 5502516 | 2007 | Yes | 4.02 |  | 166939-1 | Operational | Project #2, Expansion #1 | 1994-01-01 | Reciprocating Engine | Electricity | (1) additional Caterpillar 3516 engine | 0.8 | 0.432 | Lansing Board of Water & Light | Granger Energy | 0.0361 | 0.003
1006737 | 1890 | Granger Wood Road Landfill | MI | Lansing | Clinton | Private | Granger Waste Management Corp. | 5502516 | 2007 | Yes | 4.02 |  | 166939-2 | Operational | Project #2, Expansion #2 | 1998-01-01 | Reciprocating Engine | Electricity | (1) additional Caterpillar 3516 engine | 0.8 | 0.432 | Lansing Board of Water & Light | Granger Energy | 0.0361 | 0.003
1006737 | 1890 | Granger Wood Road Landfill | MI | Lansing | Clinton | Private | Granger Waste Management Corp. | 5502516 | 2007 | Yes | 4.02 |  | 166939-3 | Operational | Project #2, Expansion #3 | 2008-10-24 | Reciprocating Engine | Electricity | (3) Caterpillar 3520s | 4.8 |  | Lansing Board of Water & Light | Granger Energy | 0.2169 | 0.0182
1007751 | 1990 | Muskegon County SWF | MI | Ravenna | Muskegon | Public | Muskegon County, MI | 2733000 | 2008 | Yes | 0.864 |  | 167075-0 | Operational | Project #1 | 2006-12-31 | Direct Thermal | Direct | local foundry uses LFG in most of its furnaces and ovens |  | 0.432 | Eagle Alloy Inc. | Eagle Alloy Inc.; Muskegon County, MI | 0.0378 | 0.0037
1007751 | 1990 | Muskegon County SWF | MI | Ravenna | Muskegon | Public | Muskegon County, MI | 2733000 | 2008 | Yes | 0.864 |  | 181030-0 | Operational | Project #2 | 2006-12-31 | Boiler | Direct | local chemical pigment company uses LFG in its boiler |  | 0.432 | Sun Chemical Company | Muskegon County, MI | 0.0378 | 0.0037
1007729 | 2240 | Northern Oaks Recycling & Disposal Facility | MI | Harrison | Clare | Private | Waste Management, Inc. | 1260000 | 2002 | Yes | 1.56 |  | 180328-0 | Operational | Project #1 | 2008-01-01 | Leachate Evaporation | Direct | 30,000 gpd |  | 0.864 | Northern Oaks Recycling & Disposal Facility | Waste Management, Inc. | 0.0756 | 0.0075
1007729 | 2240 | Northern Oaks Recycling & Disposal Facility | MI | Harrison | Clare | Private | Waste Management, Inc. | 1260000 | 2002 | Yes | 1.56 |  | 181047-0 | Operational | Project #2 | 2010-12-01 | Reciprocating Engine | Electricity | (1) 1600-kW Caterpillar 3520 | 1.6 |  | Consumers Energy | WM Renewable Energy, LLC | 0.0723 | 0.0061
1002684 | 2241 | Orchard Hill SLF | MI | Watervliet | Berrien | Private | Landfill Management Co. | 3500000 | 2008 | Yes | 1.44 |  | 180329-0 | Operational | Project #1 | 1993-01-01 | Leachate Evaporation | Direct | (1) leachate evaporator, consumes ~250 cfm LFG |  | 0.36 | Orchard Hill LF | Landfill Management Co. | 0.0315 | 0.0031
1002684 | 2241 | Orchard Hill SLF | MI | Watervliet | Berrien | Private | Landfill Management Co. | 3500000 | 2008 | Yes | 1.44 |  | 180329-1 | Operational | Project #1, Expansion #1 | 2007-01-01 | Leachate Evaporation | Direct | (1) leachate evaporator, consumes ~250 cfm LFG |  | 0.36 | Orchard Hill LF | Landfill Management Co. | 0.0315 | 0.0031
1007745 | 1893 | Pine Tree Acres LF Inc. | MI | New Haven | Macomb | Private | Waste Management, Inc. | 25852909 | 2009 | Yes | 14 |  | 166943-0 | Operational | Project #1 | 2001-07-24 | Reciprocating Engine | Electricity | (5) Caterpillar 3516 engines | 4 | 2 | DTE Energy | Aria Energy | 0.1807 | 0.0151
1007745 | 1893 | Pine Tree Acres LF Inc. | MI | New Haven | Macomb | Private | Waste Management, Inc. | 25852909 | 2009 | Yes | 14 |  | 166943-1 | Operational | Project #1, Expansion #1 | 2003-12-31 | Reciprocating Engine | Electricity | (2) Caterpillar 3516 engines | 1.6 | 1 | DTE Energy | Aria Energy | 0.0723 | 0.0061
1007745 | 1893 | Pine Tree Acres LF Inc. | MI | New Haven | Macomb | Private | Waste Management, Inc. | 25852909 | 2009 | Yes | 14 |  | 166943-2 | Operational | Project #1, Expansion #2 | 2010-03-02 | Reciprocating Engine | Electricity | (2) Caterpillar G3520C engines | 3.2 | 1.73 | DTE Energy | Aria Energy | 0.1446 | 0.0121
1007745 | 1893 | Pine Tree Acres LF Inc. | MI | New Haven | Macomb | Private | Waste Management, Inc. | 25852909 | 2009 | Yes | 14 |  | 166943-3 | Operational | Project #1, Expansion #3 | 2012-07-01 | Reciprocating Engine | Electricity | (8) 20-cylinder Caterpillar G3520C engines | 12.8 | 6.9 | Consumers Energy | WM Renewable Energy, LLC | 0.5783 | 0.0484
1003601 | 1885 | Riverview Land Preserve | MI | Riverview | Wayne | Public | City of Riverview, MI | 21523745 | 2008 | Yes | 6.12 | 1.08 | 200447-0 | Operational | Project #2 | 2013-04-01 | Renewable CNG | Upgraded LFG | 100 cfm LFG yields 450-500 GGE/day CNG for City vehicles |  | 0.14 | City of Riverview, MI | City of Riverview, MI | 0.0123 | 0.0017
1007743 | 812 | Burnsville SLF | MN | Burnsville | Dakota | Private | Waste Management, Inc. | 10998165 | 2009 | Yes | 2.79 |  | 882-0 | Operational | Project #1 | 1994-01-01 | Reciprocating Engine | Electricity | (5) 800-kW Caterpillar 3516s | 4 | 1.6 | Northern States Power Company |  | 0.1807 | 0.0151
1007743 | 812 | Burnsville SLF | MN | Burnsville | Dakota | Private | Waste Management, Inc. | 10998165 | 2009 | Yes | 2.79 |  | 882-1 | Operational | Project #1, Expansion #1 | 2011-01-01 | Reciprocating Engine | Electricity |  | 0.8 |  | Xcel Energy | WM Renewable Energy, LLC | 0.0361 | 0.003
1004863 | 814 | Crow Wing County SLF (new) | MN | Brainerd | Crow Wing | Public | Crow Wing County, MN | 720000 | 2009 | Yes | 0.28 | 0.237 | 884-0 | Operational | Project #1 | 2009-10-01 | Boiler | Direct | Raypak Raytherm H1125 boiler supplies heat to in-floor heating system in 11,000 sq ft maintenance building, replaced heater orifices in boiler for lower Btu |  | 0.04 | Crow Wing County SLF (new) | Crow Wing County, MN | 0.0035 | 0.0003
1005860 | 815 | East Central SLF (ECSWC) | MN | Mora | Kanabec | Public | East Central Solid Waste Comm. | 1232500 | 2008 | Yes | 0.478 |  | 885-0 | Operational | Project #1 | 2012-04-02 | Reciprocating Engine | Electricity | Caterpillar G3520C 1600 EKW | 1.6 |  | Southern Minnesota Municipal Power Agency (SMMPA) | Southern Minnesota Municipal Power Agency (SMMPA) | 0.0723 | 0.0061
1007672 | 816 | Elk River SLF Inc. | MN | Elk River | Sherburne | Private | Waste Management, Inc. | 1464188 |  | Yes | 3.48 | 1.81 | 180852-0 | Operational | Project #2 | 2002-11-01 | Reciprocating Engine | Electricity | (3) 3516G CAT 800-kW generators | 2.4 | 1.25 | Elk River Municipal Utilities (ERMU) | Elk River Municipal Utilities (ERMU) | 0.1084 | 0.0091
1007672 | 816 | Elk River SLF Inc. | MN | Elk River | Sherburne | Private | Waste Management, Inc. | 1464188 |  | Yes | 3.48 | 1.81 | 180852-1 | Operational | Project #2, Expansion #1 | 2006-07-01 | Reciprocating Engine | Electricity | (1) 3516G CAT 800-kW generators | 0.8 | 0.42 | Elk River Municipal Utilities (ERMU) | Elk River Municipal Utilities (ERMU) | 0.0361 | 0.003
1007742 | 1993 | Spruce Ridge Landfill | MN | Glencoe | McLeod | Private | Waste Management, Inc. | 2920000 | 2001 | Yes | 1.63 |  | 167078-0 | Operational | Project #1 | 2008-04-11 | Reciprocating Engine | Electricity | (3) Caterpillar 3516 engines | 2.4 |  | Glencoe Municipal Electric Utillity | WM Renewable Energy, LLC | 0.1084 | 0.0091
1007742 | 1993 | Spruce Ridge Landfill | MN | Glencoe | McLeod | Private | Waste Management, Inc. | 2920000 | 2001 | Yes | 1.63 |  | 167078-1 | Operational | Project #1, Expansion #1 | 2010-10-31 | Reciprocating Engine | Electricity |  | 0.8 |  | Xcel Energy | WM Renewable Energy, LLC | 0.0361 | 0.003
| 2227 | Waste Disposal Engineering (WDE) SLF | MN | Andover | Anoka | Public | Minnesota Pollution Control Agency | 2400000 |  | Yes | 0.19 | 0.14 | 180311-0 | Operational | Project #1 | 2007-04-02 | Stirling Cycle Engine | Electricity | 4 Stirling engines | 0.02 | 0.05 | Connexus Energy | Minnesota Pollution Control Agency | 0.0009 | 0.0001
1003514 | 829 | Central Missouri SLF | MO | Sedalia | Pettis | Private | WCA Waste Corporation | 2518656 | 2010 | Yes | 2.59 |  | 899-0 | Operational | Project #1 | 2014-04-21 | Reciprocating Engine | Electricity | (1) 1-MW GE-Jenbacher engine & (1) 1.4-MW GE-Jenbacher engine; electricity will power college and Energy Innovation Center (EIC) | 2.4 |  | Kansas City Power & Light | State Fair Community College; WCA Waste Corporation | 0.1084 | 0.0091
1007631 | 2290 | Courtney Ridge Landfill, LLC | MO | Sugar Creek | Jackson | Private | Republic Services, Inc. |  |  | Yes | 2.41 | 0 | 180382-0 | Operational | Project #1 | 2009-05-01 | Direct Thermal | Direct | 6,500-foot pipeline under a highway to injection point in cement plant preheater tower; offsets 15% of fossil fuel use |  | 1.81 | Central Plains Cement | Lafarge North America Inc. | 0.1585 | 0.0156
1007631 | 2290 | Courtney Ridge Landfill, LLC | MO | Sugar Creek | Jackson | Private | Republic Services, Inc. |  |  | Yes | 2.41 | 0 | 180382-1 | Operational | Project #1, Expansion #1 | 2010-01-01 | Direct Thermal | Direct | 6,500-foot pipeline under a highway to injection point in cement plant preheater tower; offsets 15% of fossil fuel use |  | 0.74 | Central Plains Cement | Lafarge North America Inc. | 0.0648 | 0.0064
1008252 | 832 | IESI Champ Landfill | MO | Maryland Heights | St. Louis | Private | Progressive Waste Solutions Ltd. | 25000000 | 2008 | Yes |  |  | 166964-0 | Operational | Project #1 | 1983-01-01 | Direct Thermal | Direct | oil burner and rotary dryers at North Asphalt plant, boiler at concrete facility |  |  | Breckenridge Ready-Mix |  | 0 | 0
1008252 | 832 | IESI Champ Landfill | MO | Maryland Heights | St. Louis | Private | Progressive Waste Solutions Ltd. | 25000000 | 2008 | Yes |  |  | 166964-1 | Operational | Project #1, Expansion #1 | 2009-01-01 | Direct Thermal | Direct | Mid-Valley Radiants 22 ft, low intensity, infrared heater rated at 70,000 btuh (NG) installed out of the box used to keep the chill off a raw material bin at asphalt plant |  | 0.01 | Breckenridge Ready-Mix |  | 0.0009 | 0.0001
1008252 | 832 | IESI Champ Landfill | MO | Maryland Heights | St. Louis | Private | Progressive Waste Solutions Ltd. | 25000000 | 2008 | Yes |  |  | 180973-0 | Operational | Project #4 | 2012-06-12 | Gas Turbine | Electricity | (3) Solar Mercury turbines producing 4.6 MW each; H2S removed by SulfaTreat system | 13.8 |  | Ameren Missouri | Ameren Missouri | 0.6235 | 0.0522
1008252 | 832 | IESI Champ Landfill | MO | Maryland Heights | St. Louis | Private | Progressive Waste Solutions Ltd. | 25000000 | 2008 | Yes |  |  | 181022-0 | Operational | Project #2 | 1986-01-01 | Greenhouse | Direct | (5) forced air furnaces |  | 0.0576 | Jaeger Greenhouses |  | 0.005 | 0.0005
1008252 | 832 | IESI Champ Landfill | MO | Maryland Heights | St. Louis | Private | Progressive Waste Solutions Ltd. | 25000000 | 2008 | Yes |  |  | 902-0 | Operational | Project #3 | 1997-01-01 | Boiler | Direct | 0.7 mile pipeline |  | 0.3 | Pattonville High School, MO |  | 0.0263 | 0.0026
1003871 | 929 | Rumble Landfill #2 | MO | Sugar Creek | Jackson | Private | Waste Management, Inc. | 3743617 |  | Yes | 1.11 | 0 | 180438-0 | Shutdown | Project #2 | 2005-09-01 | Direct Thermal | Direct | 2,000 feet of 10-inch pipeline to injection point in cement plant preheater tower; offsets 5% of fossil fuel use |  | 1.34 | Central Plains Cement | Lafarge North America Inc.; Waste Management, Inc. | 0 | 0
1003871 | 929 | Rumble Landfill #2 | MO | Sugar Creek | Jackson | Private | Waste Management, Inc. | 3743617 |  | Yes | 1.11 | 0 | 180438-1 | Operational | Project #2, De-Expansion #1 | 2009-01-01 | Direct Thermal | Direct | 2,000 feet of 10-inch pipeline to injection point in cement plant preheater tower; offsets 5% of fossil fuel use |  | 1.07 | Central Plains Cement | Lafarge North America Inc.; Waste Management, Inc. | 0.0937 | 0.0092
1003871 | 929 | Rumble Landfill #2 | MO | Sugar Creek | Jackson | Private | Waste Management, Inc. | 3743617 |  | Yes | 1.11 | 0 | 999-0 | Operational | Project #1 | 1998-01-01 | Greenhouse | Direct |  |  | 0.0216 | Fort Osage School District's Career and Technology Center | Waste Management, Inc. | 0.0019 | 0.0002
1001925 | 847 | St. Joseph City SLF | MO | St. Joseph | Buchanan | Public | City of St. Joseph, MO | 3764898 | 2011 | Yes | 0.813 |  | 917-0 | Operational | Project #1 | 2012-03-30 | Reciprocating Engine | Electricity | (1) CAT G3520C engine | 1.6 | 0.72 | Kansas City Power & Light | Kansas City Power & Light | 0.0723 | 0.0061
1005964 | 1958 | Golden Triangle Regional Landfill | MS | Starkville | Oktibbeha | Public | Golden Triangle Regional Solid Waste Management Authority, MS | 2000000 | 2011 | Yes | 0.449 |  | 167040-0 | Operational | Project #1 | 2011-09-30 | Reciprocating Engine | Electricity | (1) GE Jenbacher J320 20-cylinder engine | 0.999 | 0.5 | Tennessee Valley Authority (TVA) | Golden Triangle Regional Solid Waste Management Authority, MS | 0.0451 | 0.0038
1007891 | 1967 | Prairie Bluff Sanitary Landfill | MS | Houston | Chickasaw | Private | Waste Management, Inc. | 14077823 | 2010 | Yes | 1.97 | 0.66 | 181081-0 | Operational | Project #2 | 2012-10-24 | Reciprocating Engine | Electricity | (1) Caterpillar model G3520C | 1.6 |  | Tennessee Valley Authority (TVA) | WM Renewable Energy, LLC | 0.0723 | 0.0061
1002547 | 1968 | Three Rivers Regional Landfill | MS | Pontotoc | Pontotoc | Public | Three Rivers Regional Solid Waste Management Authority, MS | 2405150 | 2008 | Yes | 0.65 |  | 167050-0 | Operational | Project #1 | 2012-02-07 | Reciprocating Engine | Electricity | (1) containerized MWM engine provided by 2G-CENERGY | 1 |  | Tennessee Valley Authority (TVA) | Three Rivers Regional Solid Waste Management Authority, MS | 0.0452 | 0.0038
1007460 | 2287 | Flathead County Landfill | MT | Kalispell | Flathead | Public | Flathead County Solid Waste District, MT | 1576515 | 2008 | Yes | 0.72 | 0 | 180949-0 | Operational | Project #2 | 2009-06-26 | Reciprocating Engine | Electricity | (1) Caterpillar G3520C engine | 0.84 | 0.53 | Flathead Electric Cooperative, Inc. | Flathead Electric Cooperative, Inc. | 0.038 | 0.0032
1007460 | 2287 | Flathead County Landfill | MT | Kalispell | Flathead | Public | Flathead County Solid Waste District, MT | 1576515 | 2008 | Yes | 0.72 | 0 | 180949-1 | Operational | Project #2, Expansion #1 | 2011-09-01 | Reciprocating Engine | Electricity | (1) Caterpillar G3520C engine | 0.36 | 0.19 | Flathead Electric Cooperative, Inc. | Flathead Electric Cooperative, Inc. | 0.0163 | 0.0014
1001943 | 1059 | Blackburn SLF | NC | Newton | Catawba | Public | Catawba County, NC | 2681250 | 2003 | Yes | 1.584 | 0 | 1132-0 | Operational | Project #1 | 1999-01-01 | Reciprocating Engine | Electricity | (2) GE-Jenbacher JGC-320GS-LL engines | 2 | 1.07 | Duke Energy | Catawba County, NC | 0.0904 | 0.0076
1001943 | 1059 | Blackburn SLF | NC | Newton | Catawba | Public | Catawba County, NC | 2681250 | 2003 | Yes | 1.584 | 0 | 1132-1 | Operational | Project #1, Expansion #1 | 2003-01-01 | Reciprocating Engine | Electricity | (1) GE-Jenbacher JGC-320GS-LL engine | 1 | 0.53 | Duke Energy | Catawba County, NC | 0.0452 | 0.0038
1001943 | 1059 | Blackburn SLF | NC | Newton | Catawba | Public | Catawba County, NC | 2681250 | 2003 | Yes | 1.584 | 0 | 1132-2 | Operational | Project #1, Expansion #2 (CHP) | 2011-10-01 | Cogeneration | Electricity | waste heat from engines provides heat to biodiesel research facility at the EcoComplex | 0 |  | Catawba County, NC | Appalachian State University Energy Center; Catawba County, NC | 0 | 0
1001775 | 2142 | Buncombe County New Landfill | NC | Alexander | Buncombe | Public | Buncombe County Department of Solid Waste, NC | 1746706 | 2009 | Yes | 0.72 | 0.14 | 180210-0 | Operational | Project #1 | 2011-11-21 | Reciprocating Engine | Electricity | (1) GE Jenbacher engine | 1.4 | 0.58 | Duke Energy Progress | Buncombe County Department of Solid Waste, NC | 0.0633 | 0.0053
| 1072 | Columbus County, ARS | NC | Whiteville | Columbus | Public | Columbus County, NC | 1250000 | 1997 | Yes | 0.14 | 0.03 | 1145-0 | Operational | Project #1a | 2013-12-01 | Greenhouse | Direct | LFG fuels boiler which heats the greenhouse newly built to grow Venus flytraps through micropropagation |  | 0.03 | Southeastern Community College | Appalachian State University Energy Center; Cape Fear Resource Conservation and Development; Carlson Environmental Consultants, PC; Columbus County, NC | 0.0026 | 0.0003
| 1072 | Columbus County, ARS | NC | Whiteville | Columbus | Public | Columbus County, NC | 1250000 | 1997 | Yes | 0.14 | 0.03 | 200413-0 | Operational | Project #1b | 2013-02-11 | Reciprocating Engine | Electricity | (3) 85-kW truck engines but only (2) run at a time | 0.21 | 0.08 | Brunswick Electric Membership Corporation | Appalachian State University Energy Center; Cape Fear Resource Conservation and Development; Carlson Environmental Consultants, PC; Columbus County, NC | 0.0095 | 0.0008
1000554 | 1082 | Edgecombe County LF | NC | Tarboro | Edgecombe | Public | Edgecombe County, NC | 1800000 | 2013 | Yes | 0.36 |  | 1155-0 | Operational | Project #1 | 2014-04-01 | Reciprocating Engine | Electricity | (2) 370-kW engines | 0.74 | 0.36 | Edgecombe-Martin County Electric Membership Corporation | Edgecombe County, NC; S&ME, Inc. | 0.0334 | 0.0028
1005137 | 1084 | Gaston County LF | NC | Dallas | Gaston | Public | Gaston County, NC | 2457578 | 2008 | Yes | 1.44 | 0.14 | 1157-0 | Operational | Project #1 | 2011-08-31 | Reciprocating Engine | Electricity | (3) GE-Jenbacher 420 engines at 1.4 MW each, (2) online initially | 2.8 | 1.3 | Duke Energy | Gaston County, NC | 0.1265 | 0.0106
1005137 | 1084 | Gaston County LF | NC | Dallas | Gaston | Public | Gaston County, NC | 2457578 | 2008 | Yes | 1.44 | 0.14 | 1157-1 | Operational | Project #1, Expansion #1 | 2016-01-01 | Reciprocating Engine | Electricity | 3rd unit initially used as peaking unit, came online full time in January 2016 | 1.4 | 0.65 | Duke Energy | Gaston County, NC | 0.0633 | 0.0053
| 1091 | Haywood County LF | NC | Haywood | Haywood | Public | Haywood County, NC | 550000 | 1993 | Yes | 0.23 |  | 1164-0 | Operational | Project #1 | 2012-06-25 | Reciprocating Engine | Electricity | KSD Engine | 0.075 |  | Haywood Electric Membership Cooperative (EMC) |  | 0.0034 | 0.0003
| 1099 | Jackson County Landfill | NC | Dillsboro | Jackson | Public | Jackson County, NC | 750000 |  | Yes | 0.0576 | 0 | 1173-0 | Operational | Project #1 - Direct Thermal | 2006-10-06 | Direct Thermal | Direct | LFG used for: forges at three blacksmithing studios, in a series of greenhouses in green energy park, a metal art foundry, glassblowing studios, cloth dyeing; heat exchangers at forges and furnace and radiators provide facility heating |  | 0.0576 | Jackson County Green Energy Park, NC | Jackson County Green Energy Park, NC | 0.005 | 0.0005
| 1099 | Jackson County Landfill | NC | Dillsboro | Jackson | Public | Jackson County, NC | 750000 |  | Yes | 0.0576 | 0 | 1173-1 | Shutdown | Project #1 - Boiler | 2006-10-23 | Boiler | Direct | Using LFG in recycled NG cast iron boiler at a refinery to produce 1 million gal/yr biodiesel from county waste oils, biodiesel used by county vehicles and for retail sales |  |  | Smoky Mountain Biofuels, Inc. | Jackson County Green Energy Park, NC | 0 | 0
1005524 | 1116 | Orange County Regional Landfill | NC | Chapel Hill | Orange | Public | Orange County, NC | 2200000 | 2007 | Yes | 0.68 | 0.25 | 1190-0 | Operational | Project #1 | 2013-08-01 | Reciprocating Engine | Electricity | GE-Jenbacher J320 engine spec'd for 350 scfm at 100% load | 1.059 | 0.43 | Duke Energy Progress | The University of North Carolina at Chapel Hill | 0.0478 | 0.004
1007456 | 1121 | Piedmont SLF | NC | Kernersville | Forsyth | Private | Waste Management, Inc. | 959464 |  | Yes | 1.31 |  | 1195-0 | Operational | Project #1 | 2011-01-31 | Reciprocating Engine | Electricity |  | 2.4 |  | Duke Energy | WM Renewable Energy, LLC | 0.1084 | 0.0091
1004118 | 2336 | Sampson County LF #2 | NC | Roseboro | Sampson | Private | Waste Industries USA, Inc. | 8500000 | 2010 | Yes | 5.18 | 2.1 | 1206-0 | Operational | Project #1 | 2011-03-14 | Reciprocating Engine | Electricity | (4) CAT G3520C engines | 6.4 | 3.08 | Duke Energy Progress | Waste Industries USA, Inc. | 0.2892 | 0.0242
1004118 | 2336 | Sampson County LF #2 | NC | Roseboro | Sampson | Private | Waste Industries USA, Inc. | 8500000 | 2010 | Yes | 5.18 | 2.1 | 1206-1 | Operational | Project #1, Expansion #1 | 2011-12-01 | Reciprocating Engine | Electricity | 5th CAT G3520C engine | 1.6 | 0.77 | Duke Energy Progress | Waste Industries USA, Inc. | 0.0723 | 0.0061
1004118 | 2336 | Sampson County LF #2 | NC | Roseboro | Sampson | Private | Waste Industries USA, Inc. | 8500000 | 2010 | Yes | 5.18 | 2.1 | 1206-2 | Operational | Project #1, Expansion #2 | 2013-12-31 | Reciprocating Engine | Electricity | 6th CAT G3520C engine | 1.6 | 0.77 | Duke Energy Progress | Waste Industries USA, Inc. | 0.0723 | 0.0061
| 2201 | Watauga County Landfill | NC | Boone | Watauga | Public | Watauga County, NC | 546000 | 1994 | Yes | 0.22 |  | 180285-0 | Operational | Project #1 | 2012-03-20 | Reciprocating Engine | Electricity | (2) KSD 100-kW engines, LFG will be used to provide power generation for the transfer and recycling facility and maintenance facility; ~25% used onsite & ~75% into grid | 0.186 | 0.13 | Duke Energy; Watauga County, NC | Appalachian State University Energy Center; Watauga County, NC | 0.0084 | 0.0007
| 1152 | Wilkes County LF 1 | NC | Wilkesboro | Wilkes | Public | Wilkes County, NC | 1127341 | 1993 | Yes | 0.05 | 0 | 1226-0 | Operational | Project #1 | 2012-07-10 | Cogeneration | Electricity | KSD 85 kW engine, gas supply available to consistently provide 70 kW, waste heat from engine jacket used at 3,000 sq ft greenhouse leased to The Giving Table | 0.07 | 0.05 | Duke Energy; Wilkes County Master Gardeners | Appalachian State University Energy Center; Wilkes County, NC | 0.0032 | 0.0003
1001614 | 2153 | City of Fargo Landfill | ND | Fargo | Cass | Public | City of Fargo, ND | 1500000 | 2001 | Yes | 1.2 | 0 | 180222-0 | Operational | Project #1 | 2002-05-15 | Boiler | Direct | 1.5-mile pipeline to oilseed processing/crushing plant, LFG provides 1/3 of plant's thermal energy needs (1/3 from sunflower hulls, 1/3 from NG); (2) boilers with rated heat inputs of 25 and 40 MMBtu/hr co-fired with NG |  | 0.55 | Cargill |  | 0.0481 | 0.0048
1007835 | 1746 | Douglas County Recycling and Disposal Facility LF | NE | Bennington | Douglas | Private | Waste Management, Inc. | 11778463 | 2009 | Yes | 3.67 | 0 | 6425-0 | Operational | Project #1 | 2002-04-05 | Reciprocating Engine | Electricity | (4) Caterpillar 800 kW 3516s | 3.2 | 1.3 | Omaha Public Power District | Omaha Public Power District | 0.1446 | 0.0121
1007835 | 1746 | Douglas County Recycling and Disposal Facility LF | NE | Bennington | Douglas | Private | Waste Management, Inc. | 11778463 | 2009 | Yes | 3.67 | 0 | 6425-1 | Operational | Project #1, Expansion #1 | 2006-06-01 | Reciprocating Engine | Electricity | (3) additional Caterpillar 3516 engines | 2.4 |  | Omaha Public Power District | Omaha Public Power District | 0.1084 | 0.0091
1007835 | 1746 | Douglas County Recycling and Disposal Facility LF | NE | Bennington | Douglas | Private | Waste Management, Inc. | 11778463 | 2009 | Yes | 3.67 | 0 | 6425-2 | Operational | Project #1, Expansion #2 | 2007-03-06 | Reciprocating Engine | Electricity | (1) additional Caterpillar 3516 engine | 0.8 |  | Omaha Public Power District | Omaha Public Power District | 0.0361 | 0.003
1005097 | 1748 | L.P. Gill LF | NE | Jackson | Dakota | Private | L.P. Gill | 3000000 | 2010 | Yes | 0.614 |  | 6427-0 | Operational | Project #1 | 2007-12-01 | Direct Thermal | Direct | LFG is compressed at the LF and piped 1.25 miles to the refinery to replace 1/3 of NG needs in thermal oxidizer/boiler, refinery has 50 mil gal ethanol/yr production capacity |  | 0.614 | Siouxland Ethanol LLC | L.P. Gill | 0.0538 | 0.0053
1004084 | 2029 | Mount Carberry Landfill | NH | Berlin | Coos | Public | Androscoggin Valley Regional Refuse Disposal District (AVRRDD), NH | 4247000 | 2008 | Yes | 1.12 |  | 167114-0 | Operational | Project #1 | 2012-11-01 | Boiler | Direct | 2.7-mile pipeline to existing boiler to make steam to heat the mill and for process steam |  | 1.12 | Gorham Paper and Tissue (GPT) | Androscoggin Valley Regional Refuse Disposal District (AVRRDD), NH | 0.098 | 0.0097
1007879 | 1839 | Turnkey Recycling & Environmental Enterprises | NH | Rochester | Strafford | Private | Waste Management, Inc. | 8750000 | 1999 | Yes | 16.56 |  | 180214-0 | Operational | Project #4 | 2009-07-01 | High Btu | Upgraded LFG | SulfaTreat iron sponge removes S, Quest Air M-3100 PSA removes CO2, 12.7-mi pipeline takes 3,500 MMBtu/day processed gas to combined cycle CHP facility at UNH for use in a 7.9-MW CHP Siemens SGT300 turbine, excess gas to be used in 4.6-MW Solar turbine |  | 7.92 | University of New Hampshire | University of New Hampshire | 0.6933 | 0.0685
1006969 | 940 | Burlington County SLF | NJ | Bordentown | Burlington | Public | Burlington County Board of Chosen Freeholders | 3875822 | 2000 | Yes | 4.37 |  | 167008-0 | Shutdown | Project #2 | 2002-12-01 | Cogeneration | Electricity | Four 30 kW Capstone microturbines installed outside the greenhouse provide electricity for the greenhouse (e.g., growing lights) and waste heat to heat the greenhouse when ambient temperatures require it | 0.12 | 0.0864 | Rutgers EcoComplex | Burlington County; Rutgers University | 0 | 0
1006969 | 940 | Burlington County SLF | NJ | Bordentown | Burlington | Public | Burlington County Board of Chosen Freeholders | 3875822 | 2000 | Yes | 4.37 |  | 167008-1 | Operational | Project #2, Expansion #1 | 2008-01-01 | Cogeneration | Electricity | (1) 250-kW microturbine | 0.25 | 0.144 | Rutgers EcoComplex | Burlington County; Rutgers University | 0.0113 | 0.0009
1006969 | 940 | Burlington County SLF | NJ | Bordentown | Burlington | Public | Burlington County Board of Chosen Freeholders | 3875822 | 2000 | Yes | 4.37 |  | 180439-0 | Operational | Project #1 | 1996-01-01 | Greenhouse | Direct | LFG (instead of propane) fuels boiler to heat 46,000 sq. ft. greenhouse, LFG heats greenhouse, office, and lab space as well as aquaculture and agriculture systems |  | 0.216 | Rutgers EcoComplex |  | 0.0189 | 0.0019
1004200 | 941 | Cape May County MUA Secure Landfill | NJ | Woodbine | Cape May | Public | Cape May County Municipal Utilities Authority, NJ | 4000000 | 2008 | Yes | 1.584 | 0 | 180779-0 | Operational | Project #2 | 2007-04-20 | Cogeneration | Electricity | (2) 150 kW Waukesha rich burn engines, heat for maintenance facility & offices | 0.3 | 0.173 | Cape May County Municipal Utilities Authority, NJ | Cape May County Municipal Utilities Authority, NJ | 0.0136 | 0.0011
1004200 | 941 | Cape May County MUA Secure Landfill | NJ | Woodbine | Cape May | Public | Cape May County Municipal Utilities Authority, NJ | 4000000 | 2008 | Yes | 1.584 | 0 | 180779-1 | Operational | Project #2, Expansion #1 | 2008-06-18 | Cogeneration | Electricity | (1) Waukesha rich burn engine, heat for maintenance facility & offices | 0.15 | 0.086 | PJM Interconnection, LLC | Cape May County Municipal Utilities Authority, NJ | 0.0068 | 0.0006
1004200 | 941 | Cape May County MUA Secure Landfill | NJ | Woodbine | Cape May | Public | Cape May County Municipal Utilities Authority, NJ | 4000000 | 2008 | Yes | 1.584 | 0 | 180779-2 | Operational | Project #2, Expansion #2 | 2013-10-22 | Reciprocating Engine | Electricity | (2) 925-kW electrical generators will run, 3rd engine is a back-up unit, heat exchangers are installed but not yet operational | 1.85 | 0.864 | PJM Interconnection, LLC | Cape May County Municipal Utilities Authority, NJ | 0.0836 | 0.007
1002702 | 942 | Cumberland County SWC | NJ | Millville | Cumberland | Public | Cumberland County, NJ | 4900000 | 2012 | Yes | 2.4 | 0.1 | 1013-0 | Operational | Project #1 | 2008-11-01 | Reciprocating Engine | Electricity | (3) 1.6-MW Caterpillar 3520 engines | 4.8 | 2.3 | PJM Interconnection, LLC | PPL Corporation | 0.2169 | 0.0182
1005054 | 947 | Monmouth County LF - Phases I, II and III | NJ | Tinton Falls | Monmouth | Public | County of Monmouth | 9381853 | 2000 | Yes | 6.5 |  | 180860-0 | Operational | Project #2 | 2008-02-01 | Reciprocating Engine | Electricity | 1 Jenbacher engine generator | 1 | 0.648 | Monmouth County Reclamation Center | Monmouth County Reclamation Center | 0.0452 | 0.0038
1003260 | 931 | Lockwood Regional LF | NV | Sparks | Storey | Private | Waste Management, Inc. | 25139396 | 2009 | Yes | 2.07 |  | 1001-0 | Operational | Project #1 | 2012-04-09 | Reciprocating Engine | Electricity | (2) 20-cylinder, 1,605-hp Caterpillar engines | 3.2 |  | NV Energy | WM Renewable Energy, LLC | 0.1446 | 0.0121
1007617 | 987 | Chaffee LF | NY | Chaffee | Erie | Private | Waste Management, Inc. | 8502406 | 2009 | Yes | 3.74 |  | 1059-0 | Operational | Project #1 | 2006-12-31 | Reciprocating Engine | Electricity | (6) Caterpillar 3516 engines | 3.88 | 2.15 | New York Independent System Operator (NYISO) | WM Renewable Energy, LLC | 0.1753 | 0.0147
1007617 | 987 | Chaffee LF | NY | Chaffee | Erie | Private | Waste Management, Inc. | 8502406 | 2009 | Yes | 3.74 |  | 1059-1 | Operational | Project #1, Expansion #1 | 2009-08-01 | Reciprocating Engine | Electricity |  | 1.29 | 0.72 | New York Independent System Operator (NYISO) | WM Renewable Energy, LLC | 0.0583 | 0.0049
1005488 | 990 | Chautauqua County Landfill | NY | Jamestown | Chautauqua | Public | Chautauqua County, NY | 5900000 | 2008 | Yes | 3.28 |  | 180850-0 | Operational | Project #2 | 2010-02-12 | Reciprocating Engine | Electricity | (4) Caterpillar 3520 engines | 6.4 | 3.28 | New England Independent System Operator (NEISO); New York Independent System Operator (NYISO) | Chautauqua County, NY; Innovative Energy Systems, LLC | 0.2892 | 0.0242
1005488 | 990 | Chautauqua County Landfill | NY | Jamestown | Chautauqua | Public | Chautauqua County, NY | 5900000 | 2008 | Yes | 3.28 |  | 180850-1 | Operational | Project #2, Expansion #1 | 2011-01-01 | Reciprocating Engine | Electricity | (2) Caterpillar 3520 engines added | 0 | 0 | New England Independent System Operator (NEISO); New York Independent System Operator (NYISO) | Chautauqua County, NY; Innovative Energy Systems, LLC | 0 | 0
1005259 | 999 | Clinton County Regional Landfill | NY | Morrisonville | Clinton | Public | Clinton County, NY | 3831617 | 2006 | Yes | 3.02 | 0.42 | 1071-0 | Operational | Project #1 | 2008-10-21 | Reciprocating Engine | Electricity | (3) Caterpillar 3520s | 4.8 | 2.3 | New York State Electric & Gas Corporation (NYSEG) | Casella Waste Systems, Inc.; Innovative Energy Systems, LLC | 0.2169 | 0.0182
1005259 | 999 | Clinton County Regional Landfill | NY | Morrisonville | Clinton | Public | Clinton County, NY | 3831617 | 2006 | Yes | 3.02 | 0.42 | 1071-1 | Operational | Project #1, Expansion #1 | 2010-02-28 | Reciprocating Engine | Electricity | (1) Caterpillar 3520 (used for back-up and peaking loads only) | 0 |  | New York State Electric & Gas Corporation (NYSEG) | Casella Waste Systems, Inc.; Innovative Energy Systems, LLC | 0 | 0
| 983 | Delaware County LF | NY | Walton | Delaware | Public | Delaware County, NY | 908000 | 2006 | Yes |  | 0.288 | 1055-0 | Operational | Project #1 | 2008-11-15 | Reciprocating Engine | Electricity | GE Jenbacher - Model 320 | 1.06 |  | Delaware Electric Cooperative | Delaware County, NY | 0.0479 | 0.004
1003031 | 10900 | Franklin County Regional Landfill | NY | Constable | Franklin | Public | County of Franklin Solid Waste Management Authority |  |  | Yes | 0.178 |  | 180936-0 | Operational | Project #1 | 2008-01-01 | Direct Thermal | Direct | infrared heaters use LFG during cold months |  | 0.072 | Franklin County Regional Landfill |  | 0.0063 | 0.0006
1007648 | 972 | High Acres LF and Recycling Center | NY | Fairport | Monroe | Private | Waste Management, Inc. | 16138526 | 2009 | Yes | 10.8 |  | 1043-0 | Operational | Project #1 | 1991-01-01 | Reciprocating Engine | Electricity | (4) Caterpillar 3516 engines | 3.2 |  | New York Independent System Operator (NYISO) |  | 0.1446 | 0.0121
1007648 | 972 | High Acres LF and Recycling Center | NY | Fairport | Monroe | Private | Waste Management, Inc. | 16138526 | 2009 | Yes | 10.8 |  | 1043-1 | Operational | Project #1, Expansion #1 | 2008-03-01 | Reciprocating Engine | Electricity | (4) Caterpillar 3520s | 6.4 |  | New York Independent System Operator (NYISO) | WM Renewable Energy, LLC | 0.2892 | 0.0242
1003029 | 1998 | Madison County Landfill | NY | Canastota | Madison | Public | Madison County, NY | 1260000 | 2001 | Yes | 0.562 |  | 167083-0 | Operational | Project #1 | 2009-06-01 | Reciprocating Engine | Electricity | (1) reciprocating engine | 1 |  | New York Independent System Operator (NYISO) | WM Renewable Energy, LLC | 0.0452 | 0.0038
1003029 | 1998 | Madison County Landfill | NY | Canastota | Madison | Public | Madison County, NY | 1260000 | 2001 | Yes | 0.562 |  | 167083-1 | Operational | Project #1, Expansion #1 | 2010-10-01 | Cogeneration | Electricity | waste heat from existing engine jacket heats on-site recycling MRF, scale house & training facility, also provides radiant heat flooring under sidewalks where waste haulers exit vehicles and helps de-ice sidewalks in winter, offsets propane use | 0 |  | Madison County Landfill (NY) | Madison County, NY | 0 | 0
1002951 | 992 | Mill Seat LF | NY | Bergen | Monroe | Public | Monroe County, NY | 5147224 | 2008 | Yes | 4.68 | 1.224 | 1064-0 | Operational | Project #1 | 2007-07-01 | Reciprocating Engine | Electricity | (6) Caterpillar 3516 engines initially | 4.8 | 2.592 | New York Independent System Operator (NYISO) | WM Renewable Energy, LLC | 0.2169 | 0.0182
1002951 | 992 | Mill Seat LF | NY | Bergen | Monroe | Public | Monroe County, NY | 5147224 | 2008 | Yes | 4.68 | 1.224 | 1064-1 | Operational | Project #1, Expansion #1 | 2009-01-01 | Reciprocating Engine | Electricity | (2) Caterpillar 3516 generators | 1.6 | 0.864 | New York Independent System Operator (NYISO) | WM Renewable Energy, LLC | 0.0723 | 0.0061
1005257 | 1006 | Ontario County SLF | NY | Stanley | Ontario | Public | Ontario County, NY | 2623871 | 2002 | Yes | 6.54 |  | 180964-0 | Operational | Project #2 | 2008-03-01 | Boiler | Direct | pipeline carries LFG to small package boiler that runs on NG or LFG, in 4000 ft2 administrative office adjacent to the landfill |  | 0.009 | Ontario County, NY | Casella Waste Systems, Inc. | 0.0008 | 0.0001
| 1027 | Saratoga Springs LF | NY | Saratoga Springs | Saratoga | Public | City of Saratoga Springs, NY | 2129596 |  | Yes |  |  | 1099-0 | Operational | Project #1 | 1998-01-01 | Cogeneration | Electricity | Cogeneration equipment provides electricity to run the skating rink's ice-making equipment, waste heat from the generator's engine provides heat for the building and domestic hot water | 1 |  | City of Saratoga Springs, NY | City of Saratoga Springs, NY | 0.0452 | 0.0038
1003392 | 1159 | Geneva Landfill | OH | Geneva | Ashtabula | Private | Waste Management, Inc. | 3494385 | 2005 | Yes | 1.98 |  | 1233-0 | Operational | Project #1 | 2013-04-01 | Reciprocating Engine | Electricity |  | 4 |  | City of Oberlin, OH | WM Renewable Energy, LLC | 0.1807 | 0.0151
1003661 | 2247 | Suburban South R&D | OH | Glenford | Perry | Private | Waste Management, Inc. | 7555609 | 2005 | Yes | 2.71 |  | 180335-0 | Operational | Project #1 | 2011-01-01 | Reciprocating Engine | Electricity | (7) 800-kW Caterpillar 3516s | 5.6 |  | Buckeye Power, Inc. | WM Renewable Energy, LLC | 0.253 | 0.0212
1007851 | 1236 | Quarry LF | OK | Tulsa | Tulsa | Private | Waste Management, Inc. | 4354126 |  | Yes | 1.77 |  | 1311-0 | Operational | Project #1 | 2009-04-01 | Direct Thermal | Direct | 500 MMBtu/day of LFG is piped 1.5 miles to displace use of coal in cement kilns at the Tulsa cement plant, provides 8-9% of the plant's alternative fuel needs, heats kiln to 2,800 deg. |  | 1 | Central Plains Cement | Waste Management, Inc. | 0.0875 | 0.0086
1007054 | 1246 | Coffin Butte LF | OR | Corvallis | Benton | Private | Republic Services, Inc. | 4500000 | 2001 | Yes | 2.84 |  | 1321-0 | Operational | Project #1 | 1995-10-01 | Reciprocating Engine | Electricity | (3) Caterpillar 3516 engines | 2.4 |  | Pacific Northwest Generating Cooperative | Power Resources Cooperative | 0.1084 | 0.0091
1007054 | 1246 | Coffin Butte LF | OR | Corvallis | Benton | Private | Republic Services, Inc. | 4500000 | 2001 | Yes | 2.84 |  | 1321-1 | Operational | Project #1, Expansion #1 | 2007-10-01 | Reciprocating Engine | Electricity | (2) Caterpillar 3520 engines | 3.2 |  | Pacific Northwest Generating Cooperative | Power Resources Cooperative | 0.1446 | 0.0121
1007989 | 1241 | Columbia Ridge LF | OR | Arlington | Gilliam | Private | Waste Management, Inc. | 35783633 | 2009 | Yes | 7.78 |  | 1316-0 | Operational | Project #1 | 2009-12-15 | Reciprocating Engine | Electricity | (8) Caterpillar 3516s with 800 kW rated capacity each (10.49 MMBtu/hr) | 6.4 |  | Seattle City Light | WM Renewable Energy, LLC | 0.2892 | 0.0242
1007989 | 1241 | Columbia Ridge LF | OR | Arlington | Gilliam | Private | Waste Management, Inc. | 35783633 | 2009 | Yes | 7.78 |  | 1316-1 | Operational | Project #1, Expansion #1 | 2014-08-31 | Reciprocating Engine | Electricity | (4) Caterpillar 352C engines, each with 1.6-MW rated capacity (17.44 MMBtu/hr) | 6.4 |  | Seattle City Light | WM Renewable Energy, LLC | 0.2892 | 0.0242
1007989 | 1241 | Columbia Ridge LF | OR | Arlington | Gilliam | Private | Waste Management, Inc. | 35783633 | 2009 | Yes | 7.78 |  | 1316-2 | Planned | Project #1, Expansion #2 | 2020-01-01 | Reciprocating Engine | Electricity | (4) Caterpillar 352C engines, each with 1.6-MW rated capacity (17.44 MMBtu/hr) | 6.4 |  |  | WM Renewable Energy, LLC | 0 | 0
1007687 | 1248 | Riverbend Landfill Company, Inc. | OR | McMinnville | Yamhill | Private | Waste Management, Inc. | 2500000 | 2001 | Yes | 4.67 |  | 181029-0 | Operational | Project #2 | 2010-06-30 | Reciprocating Engine | Electricity | (6) 800-kW Caterpillar 3516s | 4.8 |  | McMinnville Power & Light | WM Renewable Energy, LLC | 0.2169 | 0.0182
1007001 | 1247 | Short Mountain LF | OR | Eugene | Lane | Public | Lane County | 3410000 |  | Yes | 1.59 |  | 1322-0 | Operational | Project #1 | 1992-01-01 | Reciprocating Engine | Electricity | LFG is burned in IC engines (CAT 3516's) to generate electricity | 1.6 |  | Bonneville Power Administration; Emerald People's Utility District (PUD) | Emerald People's Utility District (PUD) | 0.0723 | 0.0061
1007001 | 1247 | Short Mountain LF | OR | Eugene | Lane | Public | Lane County | 3410000 |  | Yes | 1.59 |  | 1322-1 | Operational | Project #1, Expansion #1 | 1993-11-01 | Reciprocating Engine | Electricity | LFG is burned in IC engines (CAT 3516's) to generate electricity | 1.6 |  | Bonneville Power Administration; Emerald People's Utility District (PUD) | Emerald People's Utility District (PUD) | 0.0723 | 0.0061
1007645 | 1254 | Alliance SLF | PA | Taylor | Lackawanna | Private | Waste Management, Inc. | 21355144 | 2012 | Yes | 9.01 |  | 180862-0 | Operational | Project #2 | 2010-01-31 | Gas Turbine | Electricity | 19-mile pipeline to (2) Solar Mercury 50 recuperated turbines (each rated at 4.6 MWe ISO, with 38.5% electrical efficiency, guaranteed 22 ppm NOx) at PEI’s 20+ MW Archbald power station | 9.2 |  | PEI Power; PJM Interconnection, LLC | PEI Power; Waste Management, Inc. | 0.4157 | 0.0348
1003456 | 1276 | Arden LF | PA | Washington | Washington | Private | Waste Management, Inc. | 4862968 | 2006 | Yes | 2.69 | 0.09 | 1351-0 | Operational | Project #1 | 2009-01-30 | Reciprocating Engine | Electricity | (6) Caterpillar 3516 engines | 4.8 | 2.6 | PJM Interconnection, LLC | WM Renewable Energy, LLC | 0.2169 | 0.0182
1007976 | 1273 | Bradford County Landfill | PA | Troy | Bradford | Public | Northern Tier Solid Waste Authority (NTSWA), PA | 2700000 | 2013 | Yes | 0.728 |  | 1348-0 | Shutdown | Project #1 | 2002-04-01 | Reciprocating Engine | Electricity | (1) Caterpillar 3516 engine | 0.8 | 0.504 | PenElec | Northern Tier Solid Waste Authority (NTSWA), PA; PPL Corporation | 0 | 0
1007976 | 1273 | Bradford County Landfill | PA | Troy | Bradford | Public | Northern Tier Solid Waste Authority (NTSWA), PA | 2700000 | 2013 | Yes | 0.728 |  | 1348-1 | Shutdown | Project #1, Expansion #1 (CHP) | 2007-01-17 | Cogeneration | Electricity | 25% of CAT 3516 engine jacket waste heat provides 2.5 MMBtu/hr for hot water in 14,400 ft2 lettuce & herb greenhouse & 1.85 MMBtu/hr in thermal energy for hydroponic ponds, greenhouse has (98) 1000-watt lights & (8) 36-inch fans for heating & cooling |  |  | Northern Tier Greens | Northern Tier Solid Waste Authority (NTSWA), PA; PPL Corporation | 0 | 0
1007976 | 1273 | Bradford County Landfill | PA | Troy | Bradford | Public | Northern Tier Solid Waste Authority (NTSWA), PA | 2700000 | 2013 | Yes | 0.728 |  | 1348-2 | Operational | Project #1, Expansion #2 | 2009-01-06 | Cogeneration | Electricity | (1) CAT 3520 provides electricity to leachate treatment facility & greenhouse, rest is sold; engine jacket water cooling system heat provides heat to 14,400 ft2 greenhouse, 9,600 ft2 truck garage, and leachate facility | 1.6 | 0.79 | Northern Tier Greens; PenElec | Northern Tier Solid Waste Authority (NTSWA), PA; PPL Corporation | 0.0723 | 0.0061
1007976 | 1273 | Bradford County Landfill | PA | Troy | Bradford | Public | Northern Tier Solid Waste Authority (NTSWA), PA | 2700000 | 2013 | Yes | 0.728 |  | 1348-3 | Operational | Project #1, Expansion #3 | 2012-02-01 | Cogeneration | Electricity | Tapped into exhaust system of existing CAT 3520; exhaust heat goes into 3.28 MMBtu heat exchanger; heated water is piped 1,600 ft to 2 adjoining County facilties for their hot water and heating needs | 0 |  | Bradford County, PA | Northern Tier Solid Waste Authority (NTSWA), PA | 0 | 0
1002232 | 1253 | Chrin Brothers LF | PA | Easton | Northampton | Private | Chrin Brothers, Inc. | 3300000 | 2013 | Yes | 3.29 | 1.69 | 1328-0 | Operational | Project #1 | 2011-07-28 | Reciprocating Engine | Electricity | 1-mile pipeline to (2) Caterpillar 3520 engines; provides electricity to grid and can provide electricity & heat for new manufacturing companies to be built in adjacent Glendon Green Energy Park | 3.2 | 1.6 | PJM Interconnection, LLC | PPL Corporation | 0.1446 | 0.0121
1002556 | 1269 | Conestoga LF | PA | Morgantown | Berks | Private | Republic Services, Inc. | 21386836 | 2010 | Yes | 11.52 | 7.92 | 200412-0 | Operational | Combination Project - Turbines | 2011-12-02 | Cogeneration | Electricity | (2) Solar Taurus 60 combustion turbines generating 5.7 MW each, with 57,000 lb/hr steam collected and used for process purposes | 11.4 |  | Dart Corporation | Dart Corporation | 0.5151 | 0.0431
1004162 | 1260 | Cumberland County LF | PA | Shippensburg | Cumberland | Private | Advanced Disposal Services | 7700000 | 2013 | Yes | 3.47 | 0.15 | 1335-0 | Operational | Project #1 | 2009-06-26 | Reciprocating Engine | Electricity | (4) Caterpillar 3520 engine generators | 6.1 | 3.32 | Adams Electric Cooperative | PPL Corporation | 0.2756 | 0.0231
1003521 | 1262 | Frey Farm-Creswell LF | PA | Conestoga | Lancaster | Public | Lancaster County Solid Waste Management Authority, PA | 11018633 | 2014 | Yes |  |  | 1383-0 | Operational | Project #1 | 2006-02-01 | Reciprocating Engine | Electricity | Two Caterpillar 3520 CHP engines although CHP not in effect at initial start-up | 3.2 | 1.14 | PJM Interconnection, LLC | Lancaster County Solid Waste Management Authority, PA; PPL Corporation | 0.1446 | 0.0121
1003521 | 1262 | Frey Farm-Creswell LF | PA | Conestoga | Lancaster | Public | Lancaster County Solid Waste Management Authority, PA | 11018633 | 2014 | Yes |  |  | 1383-1 | Operational | Project #1 - CHP | 2006-10-01 | Cogeneration | Electricity | (2) original boilers on top of (2) engine enclosures captured engine waste heat - replaced by (1) boiler, steam is sent to dairy via closed-loop steam pipeline, provides up to 75% of dairy's steam manufacturing demand, offsets 140,000 gal/yr diesel fuel | 0 |  | Turkey Hill Dairy | Lancaster County Solid Waste Management Authority, PA; PPL Corporation | 0 | 0
1003460 | 1255 | Grand Central SLF | PA | Pen Argyl | Northampton | Private | Waste Management, Inc. | 11293057 | 2009 | Yes | 5.82 | 0.91 | 1330-0 | Operational | Project #1 | 2001-03-01 | Gas Turbine | Electricity | 3 turbines | 9.9 | 4.9 | Exelon Power | Green Knight Economic Development Corporation; Waste Management, Inc. | 0.4473 | 0.0374
1007615 | 1249 | GROWS Landfill | PA | Morrisville | Bucks | Private | Waste Management, Inc. | 62803312 | 2014 | Yes | 12.8 |  | 1327-1 | Operational | Combination Project - Expansion #1 | 1999-01-01 | Steam Turbine | Electricity | boiler to steam turbine; each of the 2 steam turbine-generator units at the Fairless Hills power generation facility is 30 MW but only one is operating | 14.3 |  | Exelon Power | Exelon Power; Waste Management, Inc. | 0.6461 | 0.0541
1007615 | 1249 | GROWS Landfill | PA | Morrisville | Bucks | Private | Waste Management, Inc. | 62803312 | 2014 | Yes | 12.8 |  | 1327-3 | Operational | Combination Project - Expansion #3 | 2007-01-01 | Steam Turbine | Electricity | boiler to steam turbine; each of the 2 steam turbine-generator units at the Fairless Hills power generation facility is 30 MW | 2.5 |  | Exelon Power | Exelon Power; Waste Management, Inc. | 0.1129 | 0.0095
1007615 | 1249 | GROWS Landfill | PA | Morrisville | Bucks | Private | Waste Management, Inc. | 62803312 | 2014 | Yes | 12.8 |  | 180121-0 | Shutdown | Project #1 | 1988-01-01 | Gas Turbine | Electricity | 2 Centaur units; each of the 2 gas combustion turbine-generator units at the Pennsbury power generation facility is 3.3 MW | 6.6 |  | Exelon Power | Exelon Power; Waste Management, Inc. | 0 | 0
1007615 | 1249 | GROWS Landfill | PA | Morrisville | Bucks | Private | Waste Management, Inc. | 62803312 | 2014 | Yes | 12.8 |  | 180121-2 | Operational | Project #1, Expansion #1 (Combination Project) | 2010-08-31 | Gas Turbine | Electricity |  | 0.95 | 0.53 | Exelon Power |  | 0.0429 | 0.0036
1006261 | 1256 | Keystone Sanitary Landfill, Inc. | PA | Dunmore | Lackawanna | Private | Keystone Sanitary Landfill, Inc. | 21521068 | 2010 | Yes | 14.8 |  | 167018-0 | Shutdown | Project #2 | 1998-07-28 | Steam Turbine | Electricity | 12-mi pipeline to converted coal-fired boiler at Archbald power station to generate steam for steam turbine, power sold to wholesale market, excess steam sold to plastics manufacturer, plant’s nameplate capacity is 20 to 23.2 MW & burns LFG and NG. | 2.8 | 2 | Laminations Inc; PEI Power; PPL Corporation | PEI Power | 0 | 0
1006261 | 1256 | Keystone Sanitary Landfill, Inc. | PA | Dunmore | Lackawanna | Private | Keystone Sanitary Landfill, Inc. | 21521068 | 2010 | Yes | 14.8 |  | 167018-1 | Shutdown | Project #2, Expansion #1 | 2002-01-01 | Steam Turbine | Electricity | 12-mi pipeline to converted coal-fired boiler at Archbald power station to generate steam for steam turbine, power sold to wholesale market, excess steam sold to plastics manufacturer, plant’s nameplate capacity is 20 to 23.2 MW & burns LFG and NG. | 7 | 5 | Laminations Inc; PEI Power; PPL Corporation | PEI Power | 0 | 0
1006261 | 1256 | Keystone Sanitary Landfill, Inc. | PA | Dunmore | Lackawanna | Private | Keystone Sanitary Landfill, Inc. | 21521068 | 2010 | Yes | 14.8 |  | 167018-2 | Operational | Project #2, Expansion #2 | 2014-01-01 | Steam Turbine | Electricity | 12-mi pipeline to converted coal-fired boiler at Archbald power station to generate steam for steam turbine, power sold to wholesale market, excess steam sold to plastics manufacturer, plant’s nameplate capacity is 20 to 23.2 MW & burns LFG and NG. | 16 |  | Laminations Inc; PEI Power; PPL Corporation | PEI Power | 0.7229 | 0.0605
1002391 | 1266 | Lanchester LF | PA | Narvon | Lancaster | Public | Chester County Solid Waste Authority, PA | 11922743 | 2010 | Yes | 5.76 | 0 | 180969-0 | Operational | Project #2 | 2006-06-01 | Reciprocating Engine | Electricity | (1) Caterpillar 3520 engine provides on-site power for the LFG compressors used for direct-use project | 1.6 |  | Granger Energy | Granger Energy | 0.0723 | 0.0061
1002391 | 1266 | Lanchester LF | PA | Narvon | Lancaster | Public | Chester County Solid Waste Authority, PA | 11922743 | 2010 | Yes | 5.76 | 0 | 180969-1 | Operational | Project #2, Expansion #1 | 2010-11-30 | Reciprocating Engine | Electricity | (1) additional Caterpillar 3520 engine | 1.6 |  | PPL Corporation | Granger Energy | 0.0723 | 0.0061
1002391 | 1266 | Lanchester LF | PA | Narvon | Lancaster | Public | Chester County Solid Waste Authority, PA | 11922743 | 2010 | Yes | 5.76 | 0 | 200412-0 | Operational | Combination Project - Turbines | 2011-12-02 | Cogeneration | Electricity | (2) Solar Taurus 60 combustion turbines generating 5.7 MW each, with 57,000 lb/hr steam collected and used for process purposes | 11.4 |  | Dart Corporation | Dart Corporation | 0.5151 | 0.0431
1004218 | 1275 | Lycoming County LF | PA | Montgomery | Lycoming | Public | Lycoming County Resource Management Services, PA | 9300000 | 2013 | Yes | 3.16 |  | 180777-0 | Operational | Project #3 | 2012-10-01 | Cogeneration | Electricity | (4) Caterpillar 3520 engines using 550 scfm LFG each: (2) engines provide electricity to the prison and (2) send to the grid, with up to 3.7 MMBtu/hr of heat from engine exhaust going to county buildings; 2 plants are electrically independent | 6.4 | 3.16 | Federal Bureau of Prisons; Lycoming County Resource Management Services, PA; PPL Corporation | PPL Corporation | 0.2892 | 0.0242
1004218 | 1275 | Lycoming County LF | PA | Montgomery | Lycoming | Public | Lycoming County Resource Management Services, PA | 9300000 | 2013 | Yes | 3.16 |  | 180916-0 | Operational | Project #2 | 2003-01-01 | Boiler | Direct | heating 65,000 ft2 on-site Materials Recovery Facility with two 2.4 MMBtu/hr boilers (~150 cfm peak) |  | 0.019 | Lycoming County LF |  | 0.0017 | 0.0002
1009925 | 1250 | Seccra LF | PA | West Grove | Chester | Public | Southeastern Chester County Refuse Authority (SECCRA), PA | 1921937 | 2010 | Yes | 0.74 | 0.02 | 1325-0 | Operational | Project #1 | 2007-01-15 | Reciprocating Engine | Electricity | 1 Caterpillar 3516 (870 kW) engine | 0.43 |  | PJM Interconnection, LLC | Southeastern Chester County Refuse Authority (SECCRA), PA | 0.0194 | 0.0016
1009925 | 1250 | Seccra LF | PA | West Grove | Chester | Public | Southeastern Chester County Refuse Authority (SECCRA), PA | 1921937 | 2010 | Yes | 0.74 | 0.02 | 1325-1 | Operational | Project #1, Expansion #1 | 2008-09-22 | Reciprocating Engine | Electricity | GE Jenbacher 320 (20-cylinder) engine | 0.53 |  | PJM Interconnection, LLC | Southeastern Chester County Refuse Authority (SECCRA), PA | 0.0239 | 0.002
1009925 | 1250 | Seccra LF | PA | West Grove | Chester | Public | Southeastern Chester County Refuse Authority (SECCRA), PA | 1921937 | 2010 | Yes | 0.74 | 0.02 | 1325-2 | Operational | Project #1, Expansion #2 | 2010-09-01 | Reciprocating Engine | Electricity | (1) Caterpillar 3520 IC engine | 0.8 |  | PJM Interconnection, LLC | Southeastern Chester County Refuse Authority (SECCRA), PA | 0.0361 | 0.003
1002035 | 1298 | Seneca Landfill Inc. | PA | Evans City | Butler | Private | Vogel Disposal Service, Inc. | 5337252 | 2011 | Yes | 2.87 | 0 | 1373-0 | Operational | Project #1 | 2008-12-20 | Cogeneration | Electricity | GE-Jenbacher 330 | 0.33 | 0.099 | Seneca Landfill | Seneca Landfill | 0.0149 | 0.0012
1007634 | 1252 | Tullytown LF | PA | Tullytown | Bucks | Private | Waste Management, Inc. | 35839710 | 2010 | Yes | 10.9 |  | 1327-0 | Operational | Combination Project | 1997-01-01 | Steam Turbine | Electricity | boiler/steam turbine | 11 |  | Exelon Power | Exelon Power; Waste Management, Inc. | 0.497 | 0.0416
1007634 | 1252 | Tullytown LF | PA | Tullytown | Bucks | Private | Waste Management, Inc. | 35839710 | 2010 | Yes | 10.9 |  | 1327-2 | Operational | Combination Project - Expansion #2 | 2007-01-01 | Steam Turbine | Electricity |  | 2.2 |  | Exelon Power | Exelon Power; Waste Management, Inc. | 0.0994 | 0.0083
1007634 | 1252 | Tullytown LF | PA | Tullytown | Bucks | Private | Waste Management, Inc. | 35839710 | 2010 | Yes | 10.9 |  | 180121-1 | Operational | Project #1 - Re-Start/De-Expansion #1 | 2007-10-01 | Gas Turbine | Electricity | (1) 3.3 MW gas turbine | 3.3 | 2.16 | Exelon Power | Exelon Power; Waste Management, Inc. | 0.1491 | 0.0125
1002813 | 2051 | Anderson Regional Landfill | SC | Belton | Anderson | Private | Waste Connections, Inc. | 1497000 | 2002 | Yes |  |  | 167138-0 | Operational | Project #1 | 2008-10-01 | Reciprocating Engine | Electricity | (2) Caterpillar 20-cylinder engine generators | 1.7 | 0.9 | Santee Cooper (SC Public Service Authority) | Santee Cooper (SC Public Service Authority) | 0.0768 | 0.0064
| 1921 | Berkeley County LF | SC | Moncks Corner | Berkeley | Public | Berkeley County Water and Sanitation Authority, SC | 1215200 |  | Yes |  |  | 166977-0 | Operational | Combination Project | 2011-02-01 | Reciprocating Engine | Electricity | LFG piped ~200 yards to (2) 1.6-MW CAT 3520 engines - only (1) engine runs at a time; advanced siloxane control system | 0.8 | 0.5 | Santee Cooper (SC Public Service Authority) | Berkeley County Water and Sanitation Authority, SC; Santee Cooper (SC Public Service Authority) | 0.0361 | 0.003
1003478 | 2109 | Berkeley County Subtitle D LF | SC | Moncks Corner | Berkeley | Public | Berkeley County Water and Sanitation Authority, SC | 1500000 | 2009 | Yes |  | 0.75 | 166977-0 | Operational | Combination Project | 2011-02-01 | Reciprocating Engine | Electricity | LFG piped ~200 yards to (2) 1.6-MW CAT 3520 engines - only (1) engine runs at a time; advanced siloxane control system | 0.8 | 0.5 | Santee Cooper (SC Public Service Authority) | Berkeley County Water and Sanitation Authority, SC; Santee Cooper (SC Public Service Authority) | 0.0361 | 0.003
| 1849 | Georgetown County Landfill | SC | Georgetown | Georgetown | Public | Georgetown County Environmental Services Division, SC | 971000 | 1998 | Yes |  |  | 166429-0 | Operational | Combination Project | 2010-03-01 | Reciprocating Engine | Electricity | (1) GE Jenbacher V-20 engine | 0.55 | 0.24 | Santee Cooper (SC Public Service Authority) | Santee Cooper (SC Public Service Authority) | 0.0248 | 0.0021
1003528 | 2113 | Georgetown County Subtitle D LF | SC | Georgetown | Georgetown | Public | Georgetown County Environmental Services Division, SC | 208565 | 2001 | Yes |  |  | 166429-0 | Operational | Combination Project | 2010-03-01 | Reciprocating Engine | Electricity | (1) GE Jenbacher V-20 engine | 0.55 | 0.24 | Santee Cooper (SC Public Service Authority) | Santee Cooper (SC Public Service Authority) | 0.0248 | 0.0021
1003394 | 1917 | Horry County LF | SC | Conway | Horry | Public | Horry County Solid Waste Authority, SC | 4681748 | 2009 | Yes | 1.2 |  | 166972-0 | Operational | Project #1 | 2001-09-04 | Reciprocating Engine | Electricity | 2 generators initially, added a 3rd later, each produces 1.1 MW, units actually net out closer to 1 MW each | 2.2 |  | Santee Cooper (SC Public Service Authority) | Enerdyne Power Systems, Inc.; Santee Cooper (SC Public Service Authority); SCS Engineers | 0.0994 | 0.0083
1003394 | 1917 | Horry County LF | SC | Conway | Horry | Public | Horry County Solid Waste Authority, SC | 4681748 | 2009 | Yes | 1.2 |  | 166972-1 | Operational | Project #1, Expansion #1 | 2003-03-01 | Reciprocating Engine | Electricity | 2 generators initially, added a 3rd later, each produces 1.1 MW, units actually net out closer to 1 MW each | 1.1 |  | Santee Cooper (SC Public Service Authority) | Santee Cooper (SC Public Service Authority) | 0.0497 | 0.0042
1002557 | 2094 | Lee County LF, LLC | SC | Bishopville | Lee | Private | Republic Services, Inc. | 3674775 | 2001 | Yes | 6.15 | 1.36 | 180155-0 | Operational | Project #1 | 2005-03-01 | Reciprocating Engine | Electricity | (3) 1.8-MW GE Jenbacher LEANOx J616GS IC engines drive 4160 V Kato generators, treatment: drop-out tank, chiller, temperature swing absorbers (carbon filters for siloxane) | 2.35 | 1.8 | Santee Cooper (SC Public Service Authority) | Santee Cooper (SC Public Service Authority) | 0.1062 | 0.0089
1002557 | 2094 | Lee County LF, LLC | SC | Bishopville | Lee | Private | Republic Services, Inc. | 3674775 | 2001 | Yes | 6.15 | 1.36 | 180155-1 | Operational | Project #1, Expansion #1 | 2009-06-01 | Gas Turbine | Electricity | 5.5 MW Solar Taurus 60 turbine driving a 4160 V Kato generator | 2.35 | 1.8 | Santee Cooper (SC Public Service Authority) | Santee Cooper (SC Public Service Authority) | 0.1062 | 0.0089
1007892 | 1928 | Palmetto Landfill | SC | Wellford | Spartanburg | Private | Waste Management, Inc. | 19537406 | 2009 | Yes | 8.9 |  | 166993-0 | Shutdown | Project #1 | 2003-04-01 | Cogeneration | Electricity | 9.5-mi pipeline brings cleaned gas to (4) converted gas turbines with 300F heat recovery boilers, each producing 1.2 MW electricity & 18 MMBtu/hr hot water for industrial use; supplies 25% of BMW's annual electrical needs & 80% of annual thermal needs | 4.4 | 5.76 | BMW Manufacturing Co., LLC | Ameresco, Inc. | 0 | 0
1007892 | 1928 | Palmetto Landfill | SC | Wellford | Spartanburg | Private | Waste Management, Inc. | 19537406 | 2009 | Yes | 8.9 |  | 166993-1 | Operational | Project #1, Expansion #1 | 2009-08-01 | Cogeneration | Electricity | (2) highly efficient gas turbine generators and heat recovery boilers (~30 MMBtu/hr per boiler) replaced original (4) turbine system, new specialized siloxane removal system too, 9.5-mi pipeline, provides hot water to paint shop | 11 | 6.048 | BMW Manufacturing Co., LLC | BMW Manufacturing Co., LLC | 0.497 | 0.0416
1007706 | 1854 | Richland County Landfill | SC | Elgin | Richland | Private | Waste Management, Inc. | 15250000 | 2002 | Yes | 3.45 |  | 166434-0 | Operational | Project #1 | 2006-02-28 | Gas Turbine | Electricity | 5.5 MW Solar Taurus 60 turbine driving a 4160 V Kato generator | 2 | 1.4 | Santee Cooper (SC Public Service Authority) | Santee Cooper (SC Public Service Authority) | 0.0904 | 0.0076
1007706 | 1854 | Richland County Landfill | SC | Elgin | Richland | Private | Waste Management, Inc. | 15250000 | 2002 | Yes | 3.45 |  | 166434-1 | Operational | Project #1, Expansion #1 | 2011-01-01 | Reciprocating Engine | Electricity | (2) 1.6-MW Caterpillar engines | 2 | 1.4 | Santee Cooper (SC Public Service Authority) | Santee Cooper (SC Public Service Authority) | 0.0904 | 0.0076
1004251 | 1918 | Wellford LF | SC | Wellford | Spartanburg | Public | Spartanburg County Public Works Department, SC | 2700000 | 2010 | Yes | 1.33 |  | 166973-0 | Operational | Project #1 | 2011-06-22 | Boiler | Direct | 6.1-mi pipeline to (1) Cleaver-Brooks 600 HP fire-tube boiler, (1) Cleaver-Brooks 250 HP fire-tube boiler, (1) Carotek 400 HP hot oil heater; offsetting NG use; provides nearly 100% of facility's energy needs |  | 0.72 | Milliken & Company | Spartanburg County Public Works Department, SC | 0.063 | 0.0062
1004251 | 1918 | Wellford LF | SC | Wellford | Spartanburg | Public | Spartanburg County Public Works Department, SC | 2700000 | 2010 | Yes | 1.33 |  | 180996-0 | Operational | Project #2 | 2011-05-31 | Reciprocating Engine | Electricity | Caterpillar G3520C engine generator unit | 0.8 | 0.36 | Duke Energy | Lockhart Power Company | 0.0361 | 0.003
1002656 | 2294 | Sioux Falls Regional Sanitary Landfill (SFRSL) | SD | Hartford | Minnehaha | Public | City of Sioux Falls, SD | 10180000 | 2008 | Yes | 3.02 | 1.22 | 180387-0 | Operational | Project #1 | 2009-02-28 | Boiler | Direct | 11-mile pipeline to plant for use in boiler for producing portion of 105 million gallons of ethanol per year, offsets 10% of NG needs |  | 1.8 | POET | City of Sioux Falls, SD; POET | 0.1576 | 0.0156
1007795 | 1346 | Chestnut Ridge LF | TN | Heiskell | Anderson | Private | Waste Management, Inc. | 5031388 |  | Yes | 2.88 |  | 1422-0 | Operational | Project #1 | 1992-01-01 | Reciprocating Engine | Electricity | (4) Caterpillar 3516 generators, 95% runtime efficiency | 3.2 |  | Knoxville Utilities Board; Tennessee Valley Authority (TVA) |  | 0.1446 | 0.0121
1007795 | 1346 | Chestnut Ridge LF | TN | Heiskell | Anderson | Private | Waste Management, Inc. | 5031388 |  | Yes | 2.88 |  | 1422-1 | Operational | Project #1, Expansion #1 | 2011-01-01 | Reciprocating Engine | Electricity | (1) Caterpillar 1.6-MW 3520 engine | 1.6 |  | Tennessee Valley Authority (TVA) | WM Renewable Energy, LLC | 0.0723 | 0.0061
1007889 | 1387 | West Camden Sanitary Landfill | TN | Camden | Benton | Private | Waste Management, Inc. | 8727773 | 2009 | Yes | 2.56 | 0.49 | 1463-0 | Operational | Project #1 | 2012-12-31 | Reciprocating Engine | Electricity | (3) Caterpillar G3520C low-emission, lean-burn, four-stroke, turbocharged, after-cooled engines, each rated at 2,233 bhp or 14.53 MMBtu/hr | 4.8 | 2.07 | Tennessee Valley Authority (TVA) | WM Renewable Energy, LLC | 0.2169 | 0.0182
1007894 | 1464 | Austin Community RDF | TX | Austin | Travis | Private | Waste Management, Inc. | 13228353 | 2009 | Yes | 3.28 |  | 180432-0 | Operational | Project #2 | 2007-09-01 | Reciprocating Engine | Electricity | (4) Caterpillar 3520 engines | 6.4 | 3.17 | Dell Inc. | WM Renewable Energy, LLC | 0.2892 | 0.0242
1005834 | 1461 | DFW Recycling & Disposal Facility | TX | Lewisville | Denton | Private | Waste Management, Inc. | 20817174 | 2009 | Yes | 7.2 |  | 1537-0 | Operational | Project #1 | 1988-01-01 | Gas Turbine | Electricity | 2 Centaur units installed, one in 1987 and one in 1995 | 3.2 |  | Electric Reliability Council of Texas [ERCOT] |  | 0.1446 | 0.0121
1005834 | 1461 | DFW Recycling & Disposal Facility | TX | Lewisville | Denton | Private | Waste Management, Inc. | 20817174 | 2009 | Yes | 7.2 |  | 1537-1 | Operational | Project #1, Expansion #1 | 2009-07-01 | Reciprocating Engine | Electricity | (4) Caterpillar 3520s | 6.4 |  | Electric Reliability Council of Texas [ERCOT] | WM Renewable Energy, LLC | 0.2892 | 0.0242
1007893 | 1807 | Mesquite Creek LF | TX | New Braunfels | Comal | Private | Waste Management, Inc. | 3817620 | 2004 | Yes | 1.64 |  | 101866-0 | Operational | Project #1 | 2010-12-31 | Reciprocating Engine | Electricity | (2) 1600-kW Caterpillar 3520s | 3.1 |  | New Braunfels Municipal Utility | WM Renewable Energy, LLC | 0.1401 | 0.0117
1007852 | 1456 | Skyline LF | TX | Ferris | Ellis | Private | Waste Management, Inc. | 8191000 | 2003 | Yes | 5.18 |  | 1532-0 | Operational | Project #1 | 2007-06-13 | Reciprocating Engine | Electricity | (4) Caterpillar 3520 engines | 6.4 | 3.4 | Electric Reliability Council of Texas [ERCOT] | WM Renewable Energy, LLC | 0.2892 | 0.0242
1007840 | 1519 | Westside RDF | TX | Aledo | Tarrant | Private | Waste Management, Inc. | 9955600 | 2004 | Yes | 1.98 |  | 1596-0 | Operational | Project #1 | 2010-03-15 | Reciprocating Engine | Electricity | (3) 1,600-kW Caterpillar 3520s | 4.8 |  | Electric Reliability Council of Texas [ERCOT] | WM Renewable Energy, LLC | 0.2169 | 0.0182
1007689 | 1584 | Bethel LF | VA | Hampton | Hampton city | Private | Waste Management, Inc. | 7839446 | 2009 | Yes | 3.6 | 1 | 180857-0 | Operational | Project #2 | 2008-04-18 | Reciprocating Engine | Electricity | (6) Caterpillar 3516 engines | 4.8 | 2.6 | PJM Interconnection, LLC | WM Renewable Energy, LLC | 0.2169 | 0.0182
| 1582 | Frederick County - Winchester SLF | VA | Winchester | Frederick | Public | City of Winchester, VA; County of Frederick, VA | 1470160 | 1993 | Yes | 0.144 |  | 1660-0 | Operational | Combination Project - Project #1 | 2002-01-01 | Direct Thermal | Direct | infrared tube heaters used to heat LF maintenance building are on a thermostat and come on when it's cold enough to need them, pull 30 cfm when on |  | 0.0215 | Frederick County SLF | County of Frederick, VA | 0.0019 | 0.0002
| 1582 | Frederick County - Winchester SLF | VA | Winchester | Frederick | Public | City of Winchester, VA; County of Frederick, VA | 1470160 | 1993 | Yes | 0.144 |  | 181061-0 | Operational | Combination Project - Project #2 | 2010-11-04 | Reciprocating Engine | Electricity | (2) GE Jenbacher J320 engines | 2.1 | 0.9865 | PJM Interconnection, LLC | County of Frederick, VA | 0.0949 | 0.0079
1004247 | 1583 | Frederick County SLF | VA | Winchester | Frederick | Public | County of Frederick, VA | 3664945 | 2010 | Yes | 0.864 |  | 1660-0 | Operational | Combination Project - Project #1 | 2002-01-01 | Direct Thermal | Direct | infrared tube heaters used to heat LF maintenance building are on a thermostat and come on when it's cold enough to need them, pull 30 cfm when on |  | 0.0215 | Frederick County SLF | County of Frederick, VA | 0.0019 | 0.0002
1004247 | 1583 | Frederick County SLF | VA | Winchester | Frederick | Public | County of Frederick, VA | 3664945 | 2010 | Yes | 0.864 |  | 181061-0 | Operational | Combination Project - Project #2 | 2010-11-04 | Reciprocating Engine | Electricity | (2) GE Jenbacher J320 engines | 2.1 | 0.9865 | PJM Interconnection, LLC | County of Frederick, VA | 0.0949 | 0.0079
| 10940 | Hanover 301 LF | VA | Hanover | Hanover | Public | Hanover County, VA | 850000 |  | Yes |  |  | 180940-0 | Operational | Project #1 | 2008-06-15 | Direct Thermal | Direct | LFG fuels paint evaporator 5 days per week, flow to evaporator can range from 2 to 90 scfm during operation |  | 0.015 | Hanover County, VA | Hanover County, VA | 0.0013 | 0.0001
1002110 | 1580 | I-95 Landfill | VA | Lorton | Fairfax | Public | County of Fairfax, VA | 20229000 |  | Yes | 3.43 |  | 180817-0 | Operational | Project #3 | 2005-01-01 | Direct Thermal | Direct | (2) 100 MBtu/hr and (3) 80 MBtu/hr infrared tube heaters use 12-15 scfm total (~2 mmscfy), replaced propane-fired heating system |  | 0.005 | I-95 Landfill | County of Fairfax, VA | 0.0004 | 0
1007674 | 2071 | King George Landfill Inc. | VA | King George | King George | Public | King George County, VA | 11400000 | 2010 | Yes | 10.08 |  | 180122-0 | Operational | Project #1 | 2010-05-01 | Gas Turbine | Electricity | (3) Solar Centaur gas turbines | 9.3 |  | PJM Interconnection, LLC | WM Renewable Energy, LLC | 0.4202 | 0.0352
1007674 | 2071 | King George Landfill Inc. | VA | King George | King George | Public | King George County, VA | 11400000 | 2010 | Yes | 10.08 |  | 180122-1 | Operational | Project #1, Expansion #1 | 2011-01-01 | Gas Turbine | Electricity | (1) turbine | 3.1 |  | PJM Interconnection, LLC | WM Renewable Energy, LLC | 0.1401 | 0.0117
1007674 | 2071 | King George Landfill Inc. | VA | King George | King George | Public | King George County, VA | 11400000 | 2010 | Yes | 10.08 |  | 180122-2 | Potential | Project #1, Expansion #2 |  | Cogeneration | Electricity | heat recovery from turbines will provide steam to greenhouse, offsetting fuel oil use; leachate concentrator (60,000 gpd from turbine exhaust) and installation of steam turbine power generation (2 MW from turbine exhaust) | 0 |  |  |  | 0 | 0
1007635 | 2072 | Middle Peninsula Landfill | VA | Saluda | Gloucester | Private | Waste Management, Inc. | 1500000 | 2001 | Yes | 3.05 |  | 180123-0 | Operational | Project #1 | 2009-09-01 | Reciprocating Engine | Electricity | (8) Caterpillar 3516s | 6.4 |  | PJM Interconnection, LLC | WM Renewable Energy, LLC | 0.2892 | 0.0242
1004707 | 1592 | Prince William County Sanitary Landfill | VA | Manassas | Prince William | Public | Prince William County, VA | 8000000 | 2014 | Yes | 3.74 | 0.198 | 181089-0 | Operational | Project #2 | 2011-05-01 | Direct Thermal | Direct | LFG use in animal shelter incinerator offsets propane use (primary burner: 1.25 MMBtu/hr, secondary burners (2.4 MMBtu/hr) |  | 0.18 | Prince William County, VA | Prince William County, VA | 0.0158 | 0.0016
1007826 | 2131 | Rockingham County Landfill | VA | Harrisonburg | Rockingham | Public | Rockingham County Department of Public Works, VA | 2500000 | 2010 | Yes | 1 | 0.251 | 180195-0 | Operational | Project #1 | 2010-06-01 | Boiler | Direct | 3 mi pipe to (1) 500-HP boiler initially at 1/2-load, 15,000 lb/hr low pressure steam to sterilize surgical equipment, cook food & heat water, 2 boilers will operate at full-load in winter - LFG to meet 100% of peak heat demand, 3rd boiler will be back-up |  | 0.749 | Rockingham Memorial Hospital | Rockingham County Department of Public Works, VA | 0.0656 | 0.0065
1005261 | 2041 | NEWSVT Landfill | VT | Newport | Orleans | Private | Casella Waste Systems, Inc. | 7320000 | 2005 | Yes | 3.28 |  | 167126-0 | Operational | Project #1 | 2005-06-24 | Reciprocating Engine | Electricity | (3) Caterpillar G3520 engines | 4.8 | 2.3 | Washington Electric Cooperative | Washington Electric Cooperative | 0.2169 | 0.0182
1005261 | 2041 | NEWSVT Landfill | VT | Newport | Orleans | Private | Casella Waste Systems, Inc. | 7320000 | 2005 | Yes | 3.28 |  | 167126-1 | Operational | Project #1, Expansion #1 | 2007-01-05 | Reciprocating Engine | Electricity | (1) Caterpillar G3520 engine | 1.6 | 0.8 | Washington Electric Cooperative | Washington Electric Cooperative | 0.0723 | 0.0061
1005261 | 2041 | NEWSVT Landfill | VT | Newport | Orleans | Private | Casella Waste Systems, Inc. | 7320000 | 2005 | Yes | 3.28 |  | 167126-2 | Operational | Project #1, Expansion #2 | 2009-07-01 | Reciprocating Engine | Electricity | (1) Caterpillar G3520 engine | 1.6 | 0.8 | Washington Electric Cooperative | Washington Electric Cooperative | 0.0723 | 0.0061
1006550 | 1633 | Cathcart LF | WA | Snohomish | Snohomish | Public | Snohomish County Public Works, WA | 3258989 |  | Yes | 5.76 |  | 1712-0 | Operational | Project #1 | 2008-09-23 | Direct Thermal | Direct | LFG is used as a fuel to dry canola seeds for the production of biodiesel, 15-ton continuous flow batch dryer consisting of four burners and two steel panels runs about 45 days per year |  | 2.4 | Whole Energy | Snohomish County PUD, WA | 0.2101 | 0.0207
1003676 | 1625 | Roosevelt Regional MSW Landfill | WA | Roosevelt | Klickitat | Private | Republic Services, Inc. | 32325000 | 2008 | Yes | 9.4 | 0 | 1704-0 | Shutdown | Project #1 | 1999-06-01 | Reciprocating Engine | Electricity | (4) Waukesha reciprocating engines converted to run on methane; iron sponge for H2S removal | 8.4 | 4 | Public Utility District No. 1 of Klickitat County | Public Utility District No. 1 of Klickitat County | 0 | 0
1003676 | 1625 | Roosevelt Regional MSW Landfill | WA | Roosevelt | Klickitat | Private | Republic Services, Inc. | 32325000 | 2008 | Yes | 9.4 | 0 | 1704-1 | Shutdown | Project #1, Expansion #1 | 2000-06-01 | Reciprocating Engine | Electricity | (1) IC engine; iron sponge for H2S removal | 2.1 | 1 | Public Utility District No. 1 of Klickitat County | Public Utility District No. 1 of Klickitat County | 0 | 0
1003676 | 1625 | Roosevelt Regional MSW Landfill | WA | Roosevelt | Klickitat | Private | Republic Services, Inc. | 32325000 | 2008 | Yes | 9.4 | 0 | 1704-2 | Operational | Project #1, Expansion #2 | 2011-09-01 | Combined Cycle | Electricity | (2) Solar Mars 90 gas turbines at 10 MW each with Rentech HRSGs and (1) Elliott steam turbine generator for an additional 6 MW; initially used SulfaTreat for H2S removal then switched to chelated iron | 19.5 |  | Bonneville Power Administration | Public Utility District No. 1 of Klickitat County | 0.881 | 0.0738
1007212 | 1712 | Advanced Disposal Emerald Park Landfill LLC | WI | Muskego | Waukesha | Private | Advanced Disposal Services | 10170900 | 2008 | Yes | 2.89 |  | 1792-0 | Operational | Project #1 | 2014-01-01 | Cogeneration | Electricity | 13.3-mi HDPE pipe connects to 5.7-mi existing steel pipe (total 19 mi) to take LFG to (2 or 3) 4.6-MW Solar 50 gas turbines at sewage treatment plant, rotary dryers use waste heat exhaust (32,000 cfm/turbine) at 705 deg F to heat Milorganite fertilizer |  | 1.17 | Milwaukee Metropolitan Sewerage District | Milwaukee Metropolitan Sewerage District | 0.0951 | 0.008
1001847 | 2152 | Advanced Disposal Hickory Meadows Landfill LLC | WI | Hilbert | Calumet | Private | Advanced Disposal Services | 3702091 | 2009 | Yes | 1.94 |  | 180221-0 | Operational | Project #1 | 2011-08-15 | Reciprocating Engine | Electricity | (3) 1.6-MW Caterpillar engines | 4.8 |  | Wisconsin Public Service Corporation | Veolia Energy North America | 0.2169 | 0.0182
1002038 | 1676 | Advanced Disposal Mallard Ridge Landfill Inc. | WI | Delavan | Walworth | Private | Advanced Disposal Services |  |  | Yes | 2.86 |  | 1756-0 | Operational | Project #1 | 1996-10-01 | Reciprocating Engine | Electricity | (3) 3516 engines | 2.4 |  |  | Modern-Mallard Energy LLC | 0.1084 | 0.0091
1004947 | 1658 | Brown County East LF | WI | De Pere | Brown | Public | Brown County Port & Solid Waste Department, WI | 4000000 |  | Yes | 0.419 |  | 1738-0 | Operational | Project #1 | 2009-03-23 | Reciprocating Engine | Electricity | (2) Caterpillar 3516 A+ generators | 1.85 | 0.864 | Wisconsin Public Service Corporation | Brown County Port & Solid Waste Department, WI | 0.0836 | 0.007
| 1709 | Dane County LF #1-Verona | WI | Verona | Dane | Public | Dane County Public Works, WI | 1050000 |  | Yes | 0.18 |  | 1789-0 | Shutdown | Project #1 | 1995-01-01 | Reciprocating Engine | Electricity | (1) Caterpillar 3412TA (350 kW) and (1) Caterpillar 3412NA (220 kW) | 0.65 |  | Alliant Energy | Dane County Public Works, WI | 0 | 0
| 1709 | Dane County LF #1-Verona | WI | Verona | Dane | Public | Dane County Public Works, WI | 1050000 |  | Yes | 0.18 |  | 1789-1 | Shutdown | Project #1, De-Expansion #1 | 2005-04-01 | Reciprocating Engine | Electricity | (1) Caterpillar 3412TA (350 kW) | 0.35 |  | Alliant Energy | Dane County Public Works, WI | 0 | 0
| 1709 | Dane County LF #1-Verona | WI | Verona | Dane | Public | Dane County Public Works, WI | 1050000 |  | Yes | 0.18 |  | 1789-2 | Operational | Project #1, De-Expansion #2 | 2009-01-01 | Reciprocating Engine | Electricity |  | 0.06 | 0.175 | Alliant Energy | Dane County Public Works, WI | 0.0027 | 0.0002
1006096 | 1660 | Dane County LF #2-Rodefeld | WI | Madison | Dane | Public | Dane County Public Works, WI | 4029904 | 2008 | Yes | 2.3 |  | 1740-0 | Operational | Project #1 | 1997-01-01 | Reciprocating Engine | Electricity | (2) 800 kW Caterpillar 3516 reciprocating engines | 1.6 |  | Madison Gas & Electric Company | Dane County Public Works, WI | 0.0723 | 0.0061
1006096 | 1660 | Dane County LF #2-Rodefeld | WI | Madison | Dane | Public | Dane County Public Works, WI | 4029904 | 2008 | Yes | 2.3 |  | 1740-1 | Operational | Project #1, Expansion #1 | 2003-12-31 | Reciprocating Engine | Electricity | (1) 800 kW Caterpillar 3516 reciprocating engine | 0.8 |  | Madison Gas & Electric Company | Dane County Public Works, WI | 0.0361 | 0.003
1006096 | 1660 | Dane County LF #2-Rodefeld | WI | Madison | Dane | Public | Dane County Public Works, WI | 4029904 | 2008 | Yes | 2.3 |  | 1740-2 | Operational | Project #1, Expansion #2 | 2004-12-01 | Reciprocating Engine | Electricity | (1) 1,600 kW Caterpillar 3520 reciprocating engine | 1.6 |  | Madison Gas & Electric Company | Dane County Public Works, WI | 0.0723 | 0.0061
1006096 | 1660 | Dane County LF #2-Rodefeld | WI | Madison | Dane | Public | Dane County Public Works, WI | 4029904 | 2008 | Yes | 2.3 |  | 1740-3 | Operational | Project #1, Expansion #3 | 2010-12-27 | Reciprocating Engine | Electricity | (2) Caterpillar 3516 engines - 1 is a standby unit | 0.8 |  | Madison Gas & Electric Company |  | 0.0361 | 0.003
1006096 | 1660 | Dane County LF #2-Rodefeld | WI | Madison | Dane | Public | Dane County Public Works, WI | 4029904 | 2008 | Yes | 2.3 |  | 181070-0 | Operational | Project #2 | 2011-03-18 | Renewable CNG | Upgraded LFG | 1-yr demo project, remove moisture, H2S, VOC/siloxanes, and CO2, BioCNG product is 90% methane, 20 cfm LFG produces 100 gallons of gasoline equivalent per day (GGE/day), fueling site vehicles |  | 0.03 | Dane County Public Works, WI | Dane County Public Works, WI | 0.0026 | 0.0004
1006096 | 1660 | Dane County LF #2-Rodefeld | WI | Madison | Dane | Public | Dane County Public Works, WI | 4029904 | 2008 | Yes | 2.3 |  | 181070-1 | Operational | Project #2, Expansion #1 | 2013-06-01 | Renewable CNG | Upgraded LFG | Expanded project, now produce 250 GGE/day from 50 cfm LFG |  | 0.04 | Dane County Public Works, WI | Dane County Public Works, WI | 0.0035 | 0.0005
1007878 | 1661 | Deer Track Park Landfill | WI | Watertown | Jefferson | Private | Waste Management, Inc. |  |  | Yes | 3.5 |  | 1741-0 | Operational | Project #1 | 2005-12-01 | Reciprocating Engine | Electricity | three 800-kW Caterpillar engines | 2.4 |  | We Energies | WM Renewable Energy, LLC | 0.1084 | 0.0091
1007878 | 1661 | Deer Track Park Landfill | WI | Watertown | Jefferson | Private | Waste Management, Inc. |  |  | Yes | 3.5 |  | 1741-1 | Operational | Project #1, Expansion #1 | 2006-03-01 | Reciprocating Engine | Electricity | (1) Caterpillar 3516 engines | 0.8 |  | We Energies | WM Renewable Energy, LLC | 0.0361 | 0.003
1007878 | 1661 | Deer Track Park Landfill | WI | Watertown | Jefferson | Private | Waste Management, Inc. |  |  | Yes | 3.5 |  | 1741-2 | Operational | Project #1, Expansion #2 | 2007-12-01 | Reciprocating Engine | Electricity | (4) Caterpillar 3516 engines | 3.2 |  | We Energies | WM Renewable Energy, LLC | 0.1446 | 0.0121
| 1685 | Omega Hills LF | WI | Menomonee Falls | Washington | Private | Waste Management, Inc. | 9000000 |  | Yes | 4 |  | 1765-0 | Shutdown | Combination Project | 1987-01-01 | Gas Turbine | Electricity | 3 gas turbines installed originally in 1987, 1 removed in 1991 | 3.3 |  | We Energies | Bio Energy Partners | 0 | 0
1006876 | 2151 | Orchard Ridge RDF | WI | Menomonee Falls | Waukesha | Private | Waste Management, Inc. | 28174968 | 2009 | Yes | 9.45 |  | 1765-2 | Operational | Combination Project, Expansion #1 | 2010-12-31 | Gas Turbine | Electricity | 1 additional gas turbine in 2010 | 3.3 |  | We Energies | WM Renewable Energy, LLC | 0.1491 | 0.0125
| 1688 | Parkview Recycling LF | WI | Menomonee Falls | Waukesha | Private | Waste Management, Inc. | 4250000 |  | Yes | 0.8 |  | 1765-1 | Operational | Combination Project | 1987-01-01 | Gas Turbine | Electricity | 3 gas turbines installed originally in 1987, 1 removed in 1991 | 6.6 |  | We Energies | Bio Energy Partners | 0.2982 | 0.025
1007834 | 1695 | Ridgeview RDF | WI | Whitelaw | Manitowoc | Private | Waste Management, Inc. | 10944786 | 2009 | Yes |  |  | 1775-0 | Operational | Project #1 | 2002-09-15 | Reciprocating Engine | Electricity | 3 CAT 3516 engines rated at 2.4 MW total | 2.4 | 1.188 | Wisconsin Public Service Corporation |  | 0.1084 | 0.0091
1007834 | 1695 | Ridgeview RDF | WI | Whitelaw | Manitowoc | Private | Waste Management, Inc. | 10944786 | 2009 | Yes |  |  | 1775-1 | Operational | Project #1, Expansion #1 | 2004-01-01 | Reciprocating Engine | Electricity | 1 CAT 3516 engine | 0.8 | 0.396 | Wisconsin Public Service Corporation |  | 0.0361 | 0.003
1007834 | 1695 | Ridgeview RDF | WI | Whitelaw | Manitowoc | Private | Waste Management, Inc. | 10944786 | 2009 | Yes |  |  | 1775-2 | Operational | Project #1, Expansion #2 | 2007-01-01 | Reciprocating Engine | Electricity | (6) Caterpillar 3516 engines | 4.8 | 2.6 | Wisconsin Public Service Corporation | WM Renewable Energy, LLC | 0.2169 | 0.0182
| 1699 | Sauk County SLF | WI | Baraboo | Sauk | Public | Sauk County, WI | 741336 | 2005 | Yes | 0.261 |  | 1779-0 | Operational | Project #1 | 2003-06-01 | Microturbine | Electricity | (8) 30-kW Capstone microturbines each using 15 cfm of LFG, siloxanes are removed from LFG before use | 0.24 | 0.173 | Alliant Energy | Alliant Energy | 0.0108 | 0.0009
| 1699 | Sauk County SLF | WI | Baraboo | Sauk | Public | Sauk County, WI | 741336 | 2005 | Yes | 0.261 |  | 1779-1 | Operational | Project #1, Expansion #1 | 2004-01-01 | Microturbine | Electricity | (4) 30-kW Capstone microturbines each using 15 cfm of LFG, siloxanes are removed from LFG before use | 0.12 | 0.086 | Alliant Energy | Alliant Energy | 0.0054 | 0.0005
| 1699 | Sauk County SLF | WI | Baraboo | Sauk | Public | Sauk County, WI | 741336 | 2005 | Yes | 0.261 |  | 1779-2 | Operational | Project #1, Expansion #2 | 2006-06-12 | Microturbine | Electricity | (12) 30-kW Capstone microturbines each using 15 cfm of LFG, siloxanes are removed from LFG before use | 0.36 | 0.259 | Alliant Energy | Alliant Energy | 0.0163 | 0.0014
1007705 | 2407 | Timberline Trail Recycling & Disposal Facility | WI | Weyerhaeuser | Rusk | Private | Waste Management, Inc. |  |  | Yes | 2.7 |  | 180768-0 | Operational | Project #1 | 2006-01-23 | Reciprocating Engine | Electricity | (4) Caterpillar 3516 engines | 3.2 | 1.7 | Dairyland Power Cooperative | WM Renewable Energy, LLC | 0.1446 | 0.0121
1007705 | 2407 | Timberline Trail Recycling & Disposal Facility | WI | Weyerhaeuser | Rusk | Private | Waste Management, Inc. |  |  | Yes | 2.7 |  | 180768-1 | Operational | Project #1, Expansion #1 | 2008-01-31 | Cogeneration | Electricity | (3) Caterpillar 3516 engines; waste heat is used to thaw ice from drop-off containers and to provide heat to adjacent shop building | 2.4 |  | Dairyland Power Cooperative | WM Renewable Energy, LLC | 0.1084 | 0.0091
1007704 | 1705 | Valley Trail Recycling & Disposal Facility | WI | Berlin | Green Lake | Private | Waste Management, Inc. | 5118050 | 2002 | Yes | 2.89 |  | 1785-0 | Operational | Project #1 | 1998-12-01 | Boiler | Direct | boiler uses 400 cfm when operational |  | 0.576 | National By-Products, Inc. | Waste Management, Inc. | 0.0504 | 0.005
1007065 | 1706 | Winnebago County Snell Road Landfill | WI | Oshkosh | Winnebago | Public | Winnebago County, WI | 5000000 |  | Yes | 0.168 |  | 1786-0 | Operational | Combination Project | 1989-01-01 | Reciprocating Engine | Electricity | 1 Centaur unit installed in 1989, switched to 3 Jenbacher 1 MW IC engine-generator sets in 1999 | 0.45 | 0.25 | Wisconsin Public Service Corporation | Winnebago County, WI | 0.0203 | 0.0017
1007224 | 1707 | Winnebago County Sunnyview Landfill | WI | Oshkosh | Winnebago | Public | Winnebago County, WI | 1356000 | 2001 | Yes | 3.48 |  | 1786-1 | Operational | Combination Project, Expansion #1 | 2000-01-01 | Reciprocating Engine | Electricity |  | 2.55 | 1.44 | Wisconsin Public Service Corporation | Winnebago County, WI | 0.1152 | 0.0096
1007224 | 1707 | Winnebago County Sunnyview Landfill | WI | Oshkosh | Winnebago | Public | Winnebago County, WI | 1356000 | 2001 | Yes | 3.48 |  | 180783-0 | Operational | Project #2 | 2007-04-01 | Cogeneration | Electricity | (1) Jenbacher JMC320 engine generator with Cain Exhaust Heat Recovery Unit (4,700 MBtu/hr at 194 deg F) | 1.06 | 0.5256 | Winnebago Sheriffs Office; Wisconsin Public Service Corporation | Winnebago County, WI | 0.0479 | 0.004
1011036 | 2225 | Wetzel County Landfill | WV | New Martinsville | Wetzel | Private | J.P. Mascaro & Sons | 1000000 | 2002 | Yes | 0.72 | 0.432 | 180309-0 | Operational | Project #1 | 2003-01-01 | Boiler | Direct | LFG fed to boiler to heat leachate for pre-treatment, heating allows less chemicals to be used to treat the leachate |  | 0.15 |  |  | 0.0131 | 0.0013
Note on A1: GHGRP ID corresponds to the 7-digit Facility Identifier assigned to facilities required to report under EPA's Greenhouse Gas Reporting Program
Note on B1: Unique identifying number for each landfill
Note on C1: Landfill name
Note on D1: State landfill is located in
Note on E1: City landfill is located in or near
Note on F1: County landfill is located in
Note on G1: Indicates if landfill is publicly owned, privately owned, or co-owned by public and private entities
Note on H1: Organization that owns the landfill
Note on I1: Waste-in-place at the landfill in short tons
Note on J1: Year corresponding to the waste-in-place at the landfill (YYYY)
Note on K1: Is there a landfill gas collection system in place? 'Yes' for an active GCCS; 'No' if landfill has no gas collection system, is passively venting/flaring, or has perimeter gas wells.
Note on L1: Amount of landfill gas being collected in million standard cubic feet per day
Note on M1: Amount of landfill gas flared (if project is operational, amount of landfill gas flared in back-up flare(s)) in million standard cubic feet per day
Note on N1: Unique identifying number combination for "parent" project and "expansion" number
Note on O1: Current project status (Operational, Construction, Planned, Shutdown, Candidate, Potential, Other)
Note on P1: Specific project name (if applicable)
Note on Q1: Date project became operational (MM/DD/YYYY)
Note on R1: Specific type of LFG energy project technology
Note on S1: Category of LFG energy project type (Electricity, Direct, Upgraded LFG)
Note on T1: Details about the specific use of landfill gas in the project
Note on U1: Capacity in megawatts for electricity-generating projects
Note on V1: Amount of landfill gas flowing to project or that will flow to the project when it becomes operational in million standard cubic feet per day
Note on W1: Name of end user organization
Note on X1: Name of project developer organization
Note on Y1: Direct methane reductions by the energy project for the current year
Note on Z1: Avoided carbon dioxide emission reductions by the energy project for the current year

## Field Descriptions
Field Name | Description
GHGRP ID | GHGRP ID corresponds to the 7-digit Facility Identifier assigned to facilities required to report under EPA's Greenhouse Gas Reporting Program
Landfill ID | Unique identifying number for each landfill
Landfill Name | Landfill name
State | State landfill is located in
City | City landfill is located in or near
County | County landfill is located in
Ownership Type | Indicates if landfill is publicly owned, privately owned, or co-owned by public and private entities
Landfill Owner Organization(s) | Organization that owns the landfill
Waste in Place (tons) | Waste-in-place at the landfill in short tons
Waste in Place Year | Year corresponding to the waste-in-place at the landfill (YYYY)
LFG Collection System In Place? | Is there a landfill gas collection system in place? 'Yes' for an active GCCS; 'No' if landfill has no gas collection system, is passively venting/flaring, or has perimeter gas wells.
LFG Collected (mmscfd) | Amount of landfill gas being collected in million standard cubic feet per day
LFG Flared (mmscfd) | Amount of landfill gas flared (if project is operational, amount of landfill gas flared in back-up flare(s)) in million standard cubic feet per day
Project ID | Unique identifying number combination for "parent" project and "expansion" number
Current Project Status | Current project status (Operational, Construction, Planned, Shutdown, Candidate, Potential, Other)
Project Name | Specific project name (if applicable)
Project Start Date | Date project became operational (MM/DD/YYYY)
LFG Energy Project Type | Specific type of LFG energy project technology
Project Type Category | Category of LFG energy project type (Electricity, Direct, Upgraded LFG)
LFG Use Details | Details about the specific use of landfill gas in the project
MW Capacity | Capacity in megawatts for electricity-generating projects
LFG Flow to Project (mmscfd) | Amount of landfill gas flowing to project or that will flow to the project when it becomes operational in million standard cubic feet per day
End User(s) | Name of end user organization
Project Developer(s) | Name of project developer organization
Current Year Emission Reductions (MMTCO2e/yr) - Direct | Direct methane reductions by the energy project for the current year
Current Year Emission Reductions (MMTCO2e/yr) - Avoided | Avoided carbon dioxide emission reductions by the energy project for the current year